## Sheet1
Product Name | Measure Code | Date Added by NG | Date Removed by NG | Incentive | UPC | Product ID | Manufacturer | Model Number | Category | General Application | Primary Use | Testing in a Manufacturer-Selected Housing (Luminaire Specific) | Specific Housing Required | Classification | Parent | Date Delisted | Tested Voltage | Tested Light Output | Tested Efficacy (AC) | Tested Wattage | Tested Total Harmonic Distortion | Tested Power Factor | Tested CCT | Tested CRI | Tested R9 | Tested Rf | Tested Rg | Tested Rcs,h1 | Tested Duv | Warranty | Lifetime | Date Qualified | Integral Controls | Dimming Capability and Range | Integral Control Capability | Sensor Type | Wired Communication Protocol | Wireless Communication Protocol | Traffic Sensor | Exterior Photocell | Multifunction Sensor | Sensor Receptacle | Daylight Sensor | Occupancy Sensing | LLLC Model Name | Energy Monitoring | High End Trim | Networked Replacement Lamp | 0-10V | Dali | DMX | Phase Cut | Other Wired Communication Protocol | Zigbee | Bluetooth | WiFi | Other Wireless Communication Protocol | Notes | Family Name | NEMA Beam Type: 0Â°-180Â° | NEMA Beam Type: 90Â° - 270Â° | Tested Beam Angle | Reported Beam Angle | Tested Backlight | Tested Uplight | Tested Glare | Reported Backlight (TM-15 BUG) | Reported Uplight (TM-15 BUG) | Reported Glare (TM-15 BUG) | Technical Requirements Version | Reported Light Output | Reported Efficacy (AC) | Reported Input Wattage | Reported Total Harmonic Distortion | Reported Power Factor | Reported CCT | Reported CRI | Reported R9 | Reported IES Rf | Reported IES Rg | Reported IES Rcs,h1 | Luminaire Length | CCT 3% Allowance | CCT 5% Allowance | CRI 5% Allowance | CRI Indoor 5% Allowance | CRI Indoor 10% Allowance | CRI Outdoor 5% Allowance | Discomfort Glare 10% Allowance | Field Adjustable Light Output | White-Tunable | Warm-Dimming | Reported Minimum Input Wattage | Reported Maximum Input Wattage | Reported Minimum Light Output | Reported Maximum Light Output | Reported Minimum CCT | Reported Maximum CCT | Input Power Type | Reported Minimum Input Voltage | Reported Maximum Input Voltage | Tested Efficacy (DC) | Reported Efficacy (DC) | Reported Default Light Output | Reported Default Input Wattage | Field Adjustable Light Distribution | Field Adjustable Distribution Type | Field Adjustable Light Distribution Setting | PoE Type/Class | PoE Connection | Notes2
Hal HRHB-100-CS-U-BL | 86UBP | 2022-03-22 |  | 60 | 807154302512 | POGH15D1 | Halco Lighting Technologies | HRHB-100-CS-U-BL | Indoor Luminaires | High-Bay | High-Bay Luminaires for Commercial and Industrial Buildings |  |  | Premium | TRUE |  | 120 | 14725.8 | 142.69 | 103.2 | 9.78 | 0.941 | 3966 | 84 | 13 | 85 | 97 | -11 | -0.001 | 5 | 50000 | 2021-09-07T00:00:00.000Z | Yes | Continuous Dimming to 10% or below | No Control Capability | Occupancy Sensing | 0-10V Analog | No Wireless Protocol | No | No | No | No | No | Yes |  | No | No | No | Yes | No | No | No | No | No | No | No | No |  | BBBFUO | [10 empty] | 5.1 | 14725.8 | 142.69 | 103.2 | 15 | 0.9 | 4000 | 80 | 13 | 85 | 97 | -11 |  | FALSE | FALSE | FALSE | No | No | No | No | No | TRUE | FALSE | 100 | 103.2 |  |  | 4000 | 5000 | AC | 120 | 277 |  |  | 14725.8 | 100 | TRUE | Integral FALD | Pointing straight down |  |  | CCT selectable
Hal HRHB-100-CS-U-WH | 86UBP | 2022-03-22 |  | 60 | 807154302505 | POGH15D1 | Halco Lighting Technologies | HRHB-100-CS-U-WH | Indoor Luminaires | High-Bay | High-Bay Luminaires for Commercial and Industrial Buildings |  |  | Premium | TRUE |  | 120 | 14725.8 | 142.69 | 103.2 | 9.78 | 0.941 | 3966 | 84 | 13 | 85 | 97 | -11 | -0.001 | 5 | 50000 | 2021-09-07T00:00:00.000Z | Yes | Continuous Dimming to 10% or below | No Control Capability | Occupancy Sensing | 0-10V Analog | No Wireless Protocol | No | No | No | No | No | Yes |  | No | No | No | Yes | No | No | No | No | No | No | No | No |  | BBBFUO | [10 empty] | 5.1 | 14725.8 | 142.69 | 103.2 | 15 | 0.9 | 4000 | 80 | 13 | 85 | 97 | -11 |  | FALSE | FALSE | FALSE | No | No | No | No | No | TRUE | FALSE | 100 | 103.2 |  |  | 4000 | 5000 | AC | 120 | 277 |  |  | 14725.8 | 100 | TRUE | Integral FALD | Pointing straight down |  |  | CCT selectable
Hal HRHB-150-CS-U-BL | 86UCP | 2022-03-22 |  | 90 | 807154302536 | P30HF6DM | Halco Lighting Technologies | HRHB-150-CS-U-BL | Indoor Luminaires | High-Bay | High-Bay Luminaires for Commercial and Industrial Buildings |  |  | Premium | FALSE | [16 empty] | 2021-09-07T00:00:00.000Z | Yes | Continuous Dimming to 10% or below | No Control Capability | Occupancy Sensing | 0-10V Analog | No Wireless Protocol | No | No | No | No | No | Yes |  | No | No | No | Yes | No | No | No | No | No | No | No | No |  | BBBFUO | [10 empty] | 5.1 | 22163.8 | 143.1 | 154.88 | 15 | 0.9 | 4000 | 80 | 12 | 84 | 97 | -11 |  | FALSE | FALSE | FALSE | No | No | No | No | No | TRUE | FALSE | 150 | 154.88 |  |  | 4000 | 5000 | AC | 120 | 277 |  |  | 22163.8 | 150 | TRUE | Integral FALD | Pointing straight down |  |  | CCT selectable
Hal HRHB-150-CS-U-WH | 86UCP | 2022-03-22 |  | 90 | 807154302529 | P30HF6DM | Halco Lighting Technologies | HRHB-150-CS-U-WH | Indoor Luminaires | High-Bay | High-Bay Luminaires for Commercial and Industrial Buildings |  |  | Premium | FALSE | [16 empty] | 2021-09-07T00:00:00.000Z | Yes | Continuous Dimming to 10% or below | No Control Capability | Occupancy Sensing | 0-10V Analog | No Wireless Protocol | No | No | No | No | No | Yes |  | No | No | No | Yes | No | No | No | No | No | No | No | No |  | BBBFUO | [10 empty] | 5.1 | 22163.8 | 143.1 | 154.88 | 15 | 0.9 | 4000 | 80 | 12 | 84 | 97 | -11 |  | FALSE | FALSE | FALSE | No | No | No | No | No | TRUE | FALSE | 150 | 154.88 |  |  | 4000 | 5000 | AC | 120 | 277 |  |  | 22163.8 | 150 | TRUE | Integral FALD | Pointing straight down |  |  | CCT selectable
Hal HRHB-200-CS-U-BL | 86UCP | 2022-03-22 |  | 90 | 807154302550 | P42CG6Q0 | Halco Lighting Technologies | HRHB-200-CS-U-BL | Indoor Luminaires | High-Bay | High-Bay Luminaires for Commercial and Industrial Buildings |  |  | Premium | TRUE |  | 120 | 27270.6 | 137.58 | 198.22 | 6.72 | 0.95 | 3959 | 84 | 14 | 85 | 98 | -11 | -0.0013 | 5 | 50000 | 2021-09-07T00:00:00.000Z | Yes | Continuous Dimming to 10% or below | No Control Capability | Occupancy Sensing | 0-10V Analog | No Wireless Protocol | No | No | No | No | No | Yes |  | No | No | No | Yes | No | No | No | No | No | No | No | No |  | BBBFUO | [10 empty] | 5.1 | 27270.6 | 137.58 | 198.22 | 15 | 0.9 | 4000 | 80 | 14 | 85 | 98 | -11 |  | FALSE | FALSE | FALSE | No | No | No | No | No | TRUE | FALSE | 198.22 | 198.22 |  |  | 4000 | 5000 | AC | 120 | 277 |  |  | 27270.6 | 198.22 | TRUE | Integral FALD | Pointing straight down |  |  | CCT selectable
Hal HRHB-200-CS-U-WH | 86UCP | 2022-03-22 |  | 90 | 807154302543 | P42CG6Q0 | Halco Lighting Technologies | HRHB-200-CS-U-WH | Indoor Luminaires | High-Bay | High-Bay Luminaires for Commercial and Industrial Buildings |  |  | Premium | TRUE |  | 120 | 27270.6 | 137.58 | 198.22 | 6.72 | 0.95 | 3959 | 84 | 14 | 85 | 98 | -11 | -0.0013 | 5 | 50000 | 2021-09-07T00:00:00.000Z | Yes | Continuous Dimming to 10% or below | No Control Capability | Occupancy Sensing | 0-10V Analog | No Wireless Protocol | No | No | No | No | No | Yes |  | No | No | No | Yes | No | No | No | No | No | No | No | No |  | BBBFUO | [10 empty] | 5.1 | 27270.6 | 137.58 | 198.22 | 15 | 0.9 | 4000 | 80 | 14 | 85 | 98 | -11 |  | FALSE | FALSE | FALSE | No | No | No | No | No | TRUE | FALSE | 198.22 | 198.22 |  |  | 4000 | 5000 | AC | 120 | 277 |  |  | 27270.6 | 198.22 | TRUE | Integral FALD | Pointing straight down |  |  | CCT selectable
Hal HRHB-240-CS-U-BL | 86UDP | 2022-03-22 |  | 110 | 807154302574 | PIP6YUCJ | Halco Lighting Technologies | HRHB-240-CS-U-BL | Indoor Luminaires | High-Bay | High-Bay Luminaires for Commercial and Industrial Buildings |  |  | Premium | FALSE | [16 empty] | 2021-09-07T00:00:00.000Z | Yes | Continuous Dimming to 10% or below | No Control Capability | Occupancy Sensing | 0-10V Analog | No Wireless Protocol | No | No | No | No | No | Yes |  | No | No | No | Yes | No | No | No | No | No | No | No | No |  | BBBFUO | [10 empty] | 5.1 | 34266.7 | 141.9 | 241.49 | 15 | 0.9 | 4000 | 80 | 20 | 85 | 98 | -10 |  | FALSE | FALSE | FALSE | No | No | No | No | No | TRUE | FALSE | 240 | 241.49 |  |  | 4000 | 5000 | AC | 120 | 277 |  |  | 34266.7 | 240 | TRUE | Integral FALD | Pointing straight down |  |  | CCT selectable
Hal HRHB-240-CS-U-WH | 86UDP | 2022-03-22 |  | 110 | 807154302567 | PIP6YUCJ | Halco Lighting Technologies | HRHB-240-CS-U-WH | Indoor Luminaires | High-Bay | High-Bay Luminaires for Commercial and Industrial Buildings |  |  | Premium | FALSE | [16 empty] | 2021-09-07T00:00:00.000Z | Yes | Continuous Dimming to 10% or below | No Control Capability | Occupancy Sensing | 0-10V Analog | No Wireless Protocol | No | No | No | No | No | Yes |  | No | No | No | Yes | No | No | No | No | No | No | No | No |  | BBBFUO | [10 empty] | 5.1 | 34266.7 | 141.9 | 241.49 | 15 | 0.9 | 4000 | 80 | 20 | 85 | 98 | -10 |  | FALSE | FALSE | FALSE | No | No | No | No | No | TRUE | FALSE | 240 | 241.49 |  |  | 4000 | 5000 | AC | 120 | 277 |  |  | 34266.7 | 240 | TRUE | Integral FALD | Pointing straight down |  |  | CCT selectable
Hal HRHB-100-CS-U-BL+DCMS | 86UBPC | 2022-03-22 |  | 90 | 807154302512+807154248759 | POGH15D1 | Halco Lighting Technologies | HRHB-100-CS-U-BL+DCMS | Indoor Luminaires | High-Bay | High-Bay Luminaires for Commercial and Industrial Buildings |  |  | Premium | TRUE |  | 120 | 14725.8 | 142.69 | 103.2 | 9.78 | 0.941 | 3966 | 84 | 13 | 85 | 97 | -11 | -0.001 | 5 | 50000 | 2021-09-07T00:00:00.000Z | Yes | Continuous Dimming to 10% or below | No Control Capability | Occupancy Sensing | 0-10V Analog | No Wireless Protocol | No | No | No | No | No | Yes |  | No | No | No | Yes | No | No | No | No | No | No | No | No |  | BBBFUO | [10 empty] | 5.1 | 14725.8 | 142.69 | 103.2 | 15 | 0.9 | 4000 | 80 | 13 | 85 | 97 | -11 |  | FALSE | FALSE | FALSE | No | No | No | No | No | TRUE | FALSE | 100 | 103.2 |  |  | 4000 | 5000 | AC | 120 | 277 |  |  | 14725.8 | 100 | TRUE | Integral FALD | Pointing straight down |  |  | CCT selectable
Hal HRHB-100-CS-U-WH+DCMS | 86UBPC | 2022-03-22 |  | 90 | 807154302505+807154248759 | POGH15D1 | Halco Lighting Technologies | HRHB-100-CS-U-WH+DCMS | Indoor Luminaires | High-Bay | High-Bay Luminaires for Commercial and Industrial Buildings |  |  | Premium | TRUE |  | 120 | 14725.8 | 142.69 | 103.2 | 9.78 | 0.941 | 3966 | 84 | 13 | 85 | 97 | -11 | -0.001 | 5 | 50000 | 2021-09-07T00:00:00.000Z | Yes | Continuous Dimming to 10% or below | No Control Capability | Occupancy Sensing | 0-10V Analog | No Wireless Protocol | No | No | No | No | No | Yes |  | No | No | No | Yes | No | No | No | No | No | No | No | No |  | BBBFUO | [10 empty] | 5.1 | 14725.8 | 142.69 | 103.2 | 15 | 0.9 | 4000 | 80 | 13 | 85 | 97 | -11 |  | FALSE | FALSE | FALSE | No | No | No | No | No | TRUE | FALSE | 100 | 103.2 |  |  | 4000 | 5000 | AC | 120 | 277 |  |  | 14725.8 | 100 | TRUE | Integral FALD | Pointing straight down |  |  | CCT selectable
Hal HRHB-150-CS-U-BL+DCMS | 86UCPC | 2022-03-22 |  | 120 | 807154302536+807154248759 | P30HF6DM | Halco Lighting Technologies | HRHB-150-CS-U-BL+DCMS | Indoor Luminaires | High-Bay | High-Bay Luminaires for Commercial and Industrial Buildings |  |  | Premium | FALSE | [16 empty] | 2021-09-07T00:00:00.000Z | Yes | Continuous Dimming to 10% or below | No Control Capability | Occupancy Sensing | 0-10V Analog | No Wireless Protocol | No | No | No | No | No | Yes |  | No | No | No | Yes | No | No | No | No | No | No | No | No |  | BBBFUO | [10 empty] | 5.1 | 22163.8 | 143.1 | 154.88 | 15 | 0.9 | 4000 | 80 | 12 | 84 | 97 | -11 |  | FALSE | FALSE | FALSE | No | No | No | No | No | TRUE | FALSE | 150 | 154.88 |  |  | 4000 | 5000 | AC | 120 | 277 |  |  | 22163.8 | 150 | TRUE | Integral FALD | Pointing straight down |  |  | CCT selectable
Hal HRHB-150-CS-U-WH+DCMS | 86UCPC | 2022-03-22 |  | 120 | 807154302529+807154248759 | P30HF6DM | Halco Lighting Technologies | HRHB-150-CS-U-WH+DCMS | Indoor Luminaires | High-Bay | High-Bay Luminaires for Commercial and Industrial Buildings |  |  | Premium | FALSE | [16 empty] | 2021-09-07T00:00:00.000Z | Yes | Continuous Dimming to 10% or below | No Control Capability | Occupancy Sensing | 0-10V Analog | No Wireless Protocol | No | No | No | No | No | Yes |  | No | No | No | Yes | No | No | No | No | No | No | No | No |  | BBBFUO | [10 empty] | 5.1 | 22163.8 | 143.1 | 154.88 | 15 | 0.9 | 4000 | 80 | 12 | 84 | 97 | -11 |  | FALSE | FALSE | FALSE | No | No | No | No | No | TRUE | FALSE | 150 | 154.88 |  |  | 4000 | 5000 | AC | 120 | 277 |  |  | 22163.8 | 150 | TRUE | Integral FALD | Pointing straight down |  |  | CCT selectable
Hal HRHB-200-CS-U-BL+DCMS | 86UCPC | 2022-03-22 |  | 120 | 807154302550+807154248759 | P42CG6Q0 | Halco Lighting Technologies | HRHB-200-CS-U-BL+DCMS | Indoor Luminaires | High-Bay | High-Bay Luminaires for Commercial and Industrial Buildings |  |  | Premium | TRUE |  | 120 | 27270.6 | 137.58 | 198.22 | 6.72 | 0.95 | 3959 | 84 | 14 | 85 | 98 | -11 | -0.0013 | 5 | 50000 | 2021-09-07T00:00:00.000Z | Yes | Continuous Dimming to 10% or below | No Control Capability | Occupancy Sensing | 0-10V Analog | No Wireless Protocol | No | No | No | No | No | Yes |  | No | No | No | Yes | No | No | No | No | No | No | No | No |  | BBBFUO | [10 empty] | 5.1 | 27270.6 | 137.58 | 198.22 | 15 | 0.9 | 4000 | 80 | 14 | 85 | 98 | -11 |  | FALSE | FALSE | FALSE | No | No | No | No | No | TRUE | FALSE | 198.22 | 198.22 |  |  | 4000 | 5000 | AC | 120 | 277 |  |  | 27270.6 | 198.22 | TRUE | Integral FALD | Pointing straight down |  |  | CCT selectable
Hal HRHB-200-CS-U-WH+DCMS | 86UCPC | 2022-03-22 |  | 120 | 807154302543+807154248759 | P42CG6Q0 | Halco Lighting Technologies | HRHB-200-CS-U-WH+DCMS | Indoor Luminaires | High-Bay | High-Bay Luminaires for Commercial and Industrial Buildings |  |  | Premium | TRUE |  | 120 | 27270.6 | 137.58 | 198.22 | 6.72 | 0.95 | 3959 | 84 | 14 | 85 | 98 | -11 | -0.0013 | 5 | 50000 | 2021-09-07T00:00:00.000Z | Yes | Continuous Dimming to 10% or below | No Control Capability | Occupancy Sensing | 0-10V Analog | No Wireless Protocol | No | No | No | No | No | Yes |  | No | No | No | Yes | No | No | No | No | No | No | No | No |  | BBBFUO | [10 empty] | 5.1 | 27270.6 | 137.58 | 198.22 | 15 | 0.9 | 4000 | 80 | 14 | 85 | 98 | -11 |  | FALSE | FALSE | FALSE | No | No | No | No | No | TRUE | FALSE | 198.22 | 198.22 |  |  | 4000 | 5000 | AC | 120 | 277 |  |  | 27270.6 | 198.22 | TRUE | Integral FALD | Pointing straight down |  |  | CCT selectable
Hal HRHB-240-CS-U-BL+DCMS | 86UDPC | 2022-03-22 |  | 135 | 807154302574+807154248759 | PIP6YUCJ | Halco Lighting Technologies | HRHB-240-CS-U-BL+DCMS | Indoor Luminaires | High-Bay | High-Bay Luminaires for Commercial and Industrial Buildings |  |  | Premium | FALSE | [16 empty] | 2021-09-07T00:00:00.000Z | Yes | Continuous Dimming to 10% or below | No Control Capability | Occupancy Sensing | 0-10V Analog | No Wireless Protocol | No | No | No | No | No | Yes |  | No | No | No | Yes | No | No | No | No | No | No | No | No |  | BBBFUO | [10 empty] | 5.1 | 34266.7 | 141.9 | 241.49 | 15 | 0.9 | 4000 | 80 | 20 | 85 | 98 | -10 |  | FALSE | FALSE | FALSE | No | No | No | No | No | TRUE | FALSE | 240 | 241.49 |  |  | 4000 | 5000 | AC | 120 | 277 |  |  | 34266.7 | 240 | TRUE | Integral FALD | Pointing straight down |  |  | CCT selectable
Hal HRHB-240-CS-U-WH+DCMS | 86UDPC | 2022-03-22 |  | 135 | 807154302567+807154248759 | PIP6YUCJ | Halco Lighting Technologies | HRHB-240-CS-U-WH+DCMS | Indoor Luminaires | High-Bay | High-Bay Luminaires for Commercial and Industrial Buildings |  |  | Premium | FALSE | [16 empty] | 2021-09-07T00:00:00.000Z | Yes | Continuous Dimming to 10% or below | No Control Capability | Occupancy Sensing | 0-10V Analog | No Wireless Protocol | No | No | No | No | No | Yes |  | No | No | No | Yes | No | No | No | No | No | No | No | No |  | BBBFUO | [10 empty] | 5.1 | 34266.7 | 141.9 | 241.49 | 15 | 0.9 | 4000 | 80 | 20 | 85 | 98 | -10 |  | FALSE | FALSE | FALSE | No | No | No | No | No | TRUE | FALSE | 240 | 241.49 |  |  | 4000 | 5000 | AC | 120 | 277 |  |  | 34266.7 | 240 | TRUE | Integral FALD | Pointing straight down |  |  | CCT selectable
Hal LHB-1-WS-40-U | 86UAP | 2022-03-22 |  | 30 | 807154302802 | PLYRLC0IH5ZD | Halco Lighting Technologies | LHB-1-WS-40-U | Indoor Luminaires | High-Bay | High-Bay Luminaires for Commercial and Industrial Buildings |  |  | Premium | TRUE |  | 120 | 14184 | 133.25 | 106 | 7 | 0.971 | 4025 | 81 | -6 | 82 | 92 | -14 | 0.001 | 5 |  | 2021-12-10T00:00:00.000Z | Yes | Continuous Dimming to 10% or below | No Control Capability | Occupancy Sensing | 0-10V Analog | No Wireless Protocol | No | No | No | No | No | Yes |  | No | No | No | Yes | No | No | No | No | No | No | No | No |  | LLLCBT | [10 empty] | 5.1 | 14652 | 133.2 | 110 | 20 | 0.9 | 4000 | 80 | -6 | 82 | 92 | -14 |  | FALSE | FALSE | FALSE | No | No | No | No | Yes | FALSE | FALSE | 70 |  | 9730 | 14652 |  |  | AC | 120 | 277 |  |  | 14652 | 110 | FALSE |  |  |  |  | Wattage selectable - measure code based on lowest wattage/lumen rating.
Hal LHB-1-WS-50-U | 86UAP | 2022-03-22 |  | 30 | 807154302819 | PL08R233AANQ | Halco Lighting Technologies | LHB-1-WS-50-U | Indoor Luminaires | High-Bay | High-Bay Luminaires for Commercial and Industrial Buildings |  |  | Premium | FALSE | [16 empty] | 2021-12-10T00:00:00.000Z | Yes | Continuous Dimming to 10% or below | No Control Capability | Occupancy Sensing | 0-10V Analog | No Wireless Protocol | No | No | No | No | No | Yes |  | No | No | No | Yes | No | No | No | No | No | No | No | No |  | LLLCBT | [10 empty] | 5.1 | 14850 | 135 | 110 | 20 | 0.9 | 5000 | 80 | -6 | 82 | 92 | -14 |  | FALSE | FALSE | FALSE | No | No | No | No | Yes | FALSE | FALSE | 70 |  | 9800 | 14850 |  |  | AC | 120 | 277 |  |  | 14850 | 110 | FALSE |  |  |  |  | Wattage selectable - measure code based on lowest wattage/lumen rating.
Hal LHB-2-WS-40-U | 86UBP | 2022-03-22 |  | 60 | 807154302826 | PL1P4KXV5STI | Halco Lighting Technologies | LHB-2-WS-40-U | Indoor Luminaires | High-Bay | High-Bay Luminaires for Commercial and Industrial Buildings |  |  | Premium | TRUE |  | 120 | 21570 | 133 | 162 | [11 empty] | 2021-12-10T00:00:00.000Z | Yes | Continuous Dimming to 10% or below | No Control Capability | Occupancy Sensing | 0-10V Analog | No Wireless Protocol | No | No | No | No | No | Yes |  | No | No | No | Yes | No | No | No | No | No | No | No | No |  | LLLCBT | [10 empty] | 5.1 | 21360 | 133.5 | 160 | 20 | 0.9 | 4000 | 80 | -6 | 82 | 92 | -14 |  | FALSE | FALSE | FALSE | No | No | No | No | Yes | FALSE | FALSE | 110 |  | 15290 | 21360 |  |  | AC | 120 | 277 |  |  | 21360 | 160 | FALSE |  |  |  |  | Wattage selectable - measure code based on lowest wattage/lumen rating.
Hal LHB-2-WS-50-U | 86UBP | 2022-03-22 |  | 60 | 807154302833 | PLGFVWVKC19G | Halco Lighting Technologies | LHB-2-WS-50-U | Indoor Luminaires | High-Bay | High-Bay Luminaires for Commercial and Industrial Buildings |  |  | Premium | FALSE | [16 empty] | 2021-12-10T00:00:00.000Z | Yes | Continuous Dimming to 10% or below | No Control Capability | Occupancy Sensing | 0-10V Analog | No Wireless Protocol | No | No | No | No | No | Yes |  | No | No | No | Yes | No | No | No | No | No | No | No | No |  | LLLCBT | [10 empty] | 5.1 | 21600 | 135 | 160 | 20 | 0.9 | 5000 | 80 | -6 | 82 | 92 | -14 |  | FALSE | FALSE | FALSE | No | No | No | No | Yes | FALSE | FALSE | 110 |  | 15400 | 21600 |  |  | AC | 120 | 277 |  |  | 21600 | 160 | FALSE |  |  |  |  | Wattage selectable - measure code based on lowest wattage/lumen rating.
Hal LHB-3-WS-40-U | 86UCP | 2022-03-22 |  | 90 | 807154302840 | PL4CV2L4KR0L | Halco Lighting Technologies | LHB-3-WS-40-U | Indoor Luminaires | High-Bay | High-Bay Luminaires for Commercial and Industrial Buildings |  |  | Premium | TRUE |  | 120 | 30672 | 135 | 228 | [11 empty] | 2021-12-10T00:00:00.000Z | Yes | Continuous Dimming to 10% or below | No Control Capability | Occupancy Sensing | 0-10V Analog | No Wireless Protocol | No | No | No | No | No | Yes |  | No | No | No | Yes | No | No | No | No | No | No | No | No |  | LLLCBT | [10 empty] | 5.1 | 29634 | 134.7 | 220 | 20 | 0.9 | 4000 | 80 | 10 | 83 | 97 | -12 |  | FALSE | FALSE | FALSE | No | No | No | No | Yes | FALSE | FALSE | 180 |  | 24840 | 29634 |  |  | AC | 120 | 277 |  |  | 29634 | 220 | FALSE |  |  |  |  | Wattage selectable - measure code based on lowest wattage/lumen rating.
Hal LHB-3-WS-50-U | 86UCP | 2022-03-22 |  | 90 | 807154302857 | PLY1KMO3CV71 | Halco Lighting Technologies | LHB-3-WS-50-U | Indoor Luminaires | High-Bay | High-Bay Luminaires for Commercial and Industrial Buildings |  |  | Premium | TRUE |  | 120 | 30914 | 136.1 | 227 | 16 | 0.935 | 5073 | 82 | 5 | 82 | 96 | -12 | 0.0017 | 5 |  | 2021-12-10T00:00:00.000Z | Yes | Continuous Dimming to 10% or below | No Control Capability | Occupancy Sensing | 0-10V Analog | No Wireless Protocol | No | No | No | No | No | Yes |  | No | No | No | Yes | No | No | No | No | No | No | No | No |  | LLLCBT | [10 empty] | 5.1 | 29920 | 136 | 220 | 20 | 0.9 | 5000 | 80 | 10 | 83 | 97 | -12 |  | FALSE | FALSE | FALSE | No | No | No | No | Yes | FALSE | FALSE | 180 |  | 25200 | 29920 |  |  | AC | 120 | 277 |  |  | 29920 | 220 | FALSE |  |  |  |  | Wattage selectable - measure code based on lowest wattage/lumen rating.
Hal LHB-4-WS-40-U | 86UDP | 2022-03-22 |  | 110 | 807154302864 | PLHSP0N5OYS5 | Halco Lighting Technologies | LHB-4-WS-40-U | Indoor Luminaires | High-Bay | High-Bay Luminaires for Commercial and Industrial Buildings |  |  | Premium | FALSE | [16 empty] | 2021-12-10T00:00:00.000Z | Yes | Continuous Dimming to 10% or below | No Control Capability | Occupancy Sensing | 0-10V Analog | No Wireless Protocol | No | No | No | No | No | Yes |  | No | No | No | Yes | No | No | No | No | No | No | No | No |  | LLLCBT | [10 empty] | 5.1 | 42848 | 133.9 | 320 | 20 | 0.9 | 4000 | 80 | -6 | 81 | 92 | -14 |  | FALSE | FALSE | FALSE | No | No | No | No | Yes | FALSE | FALSE | 240 |  | 33120 | 42848 |  |  | AC | 120 | 277 |  |  | 42848 | 320 | FALSE |  |  |  |  | Wattage selectable - measure code based on lowest wattage/lumen rating.
Hal LHB-4-WS-50-U | 86UDP | 2022-03-22 |  | 110 | 807154302871 | PLT8DWH5M446 | Halco Lighting Technologies | LHB-4-WS-50-U | Indoor Luminaires | High-Bay | High-Bay Luminaires for Commercial and Industrial Buildings |  |  | Premium | FALSE | [16 empty] | 2021-12-10T00:00:00.000Z | Yes | Continuous Dimming to 10% or below | No Control Capability | Occupancy Sensing | 0-10V Analog | No Wireless Protocol | No | No | No | No | No | Yes |  | No | No | No | Yes | No | No | No | No | No | No | No | No |  | LLLCBT | [10 empty] | 5.1 | 43200 | 135 | 320 | 20 | 0.9 | 5000 | 80 | -6 | 81 | 92 | -14 |  | FALSE | FALSE | FALSE | No | No | No | No | Yes | FALSE | FALSE | 240 |  | 33600 | 43200 |  |  | AC | 120 | 277 |  |  | 43200 | 320 | FALSE |  |  |  |  | Wattage selectable - measure code based on lowest wattage/lumen rating.
Hal LHB-1-WS-40-U-LVMS | 86UAPC | 2022-03-22 |  | 60 |  | PLYRLC0IH5ZD | Halco Lighting Technologies | LHB-1-WS-40-U-LVMS | Indoor Luminaires | High-Bay | High-Bay Luminaires for Commercial and Industrial Buildings |  |  | Premium | TRUE |  | 120 | 14184 | 133.25 | 106 | 7 | 0.971 | 4025 | 81 | -6 | 82 | 92 | -14 | 0.001 | 5 |  | 2021-12-10T00:00:00.000Z | Yes | Continuous Dimming to 10% or below | No Control Capability | Occupancy Sensing | 0-10V Analog | No Wireless Protocol | No | No | No | No | No | Yes |  | No | No | No | Yes | No | No | No | No | No | No | No | No |  | LLLCBT | [10 empty] | 5.1 | 14652 | 133.2 | 110 | 20 | 0.9 | 4000 | 80 | -6 | 82 | 92 | -14 |  | FALSE | FALSE | FALSE | No | No | No | No | Yes | FALSE | FALSE | 70 |  | 9730 | 14652 |  |  | AC | 120 | 277 |  |  | 14652 | 110 | FALSE |  |  |  |  | Wattage selectable - measure code based on lowest wattage/lumen rating.
Hal LHB-1-WS-50-U-LVMS | 86UAPC | 2022-03-22 |  | 60 |  | PL08R233AANQ | Halco Lighting Technologies | LHB-1-WS-50-U-LVMS | Indoor Luminaires | High-Bay | High-Bay Luminaires for Commercial and Industrial Buildings |  |  | Premium | FALSE | [16 empty] | 2021-12-10T00:00:00.000Z | Yes | Continuous Dimming to 10% or below | No Control Capability | Occupancy Sensing | 0-10V Analog | No Wireless Protocol | No | No | No | No | No | Yes |  | No | No | No | Yes | No | No | No | No | No | No | No | No |  | LLLCBT | [10 empty] | 5.1 | 14850 | 135 | 110 | 20 | 0.9 | 5000 | 80 | -6 | 82 | 92 | -14 |  | FALSE | FALSE | FALSE | No | No | No | No | Yes | FALSE | FALSE | 70 |  | 9800 | 14850 |  |  | AC | 120 | 277 |  |  | 14850 | 110 | FALSE |  |  |  |  | Wattage selectable - measure code based on lowest wattage/lumen rating.
Hal LHB-2-WS-40-U-LVMS | 86UBPC | 2022-03-22 |  | 90 |  | PL1P4KXV5STI | Halco Lighting Technologies | LHB-2-WS-40-U-LVMS | Indoor Luminaires | High-Bay | High-Bay Luminaires for Commercial and Industrial Buildings |  |  | Premium | TRUE |  | 120 | 21570 | 133 | 162 | [11 empty] | 2021-12-10T00:00:00.000Z | Yes | Continuous Dimming to 10% or below | No Control Capability | Occupancy Sensing | 0-10V Analog | No Wireless Protocol | No | No | No | No | No | Yes |  | No | No | No | Yes | No | No | No | No | No | No | No | No |  | LLLCBT | [10 empty] | 5.1 | 21360 | 133.5 | 160 | 20 | 0.9 | 4000 | 80 | -6 | 82 | 92 | -14 |  | FALSE | FALSE | FALSE | No | No | No | No | Yes | FALSE | FALSE | 110 |  | 15290 | 21360 |  |  | AC | 120 | 277 |  |  | 21360 | 160 | FALSE |  |  |  |  | Wattage selectable - measure code based on lowest wattage/lumen rating.
Hal LHB-2-WS-50-U-LVMS | 86UBPC | 2022-03-22 |  | 90 |  | PLGFVWVKC19G | Halco Lighting Technologies | LHB-2-WS-50-U-LVMS | Indoor Luminaires | High-Bay | High-Bay Luminaires for Commercial and Industrial Buildings |  |  | Premium | FALSE | [16 empty] | 2021-12-10T00:00:00.000Z | Yes | Continuous Dimming to 10% or below | No Control Capability | Occupancy Sensing | 0-10V Analog | No Wireless Protocol | No | No | No | No | No | Yes |  | No | No | No | Yes | No | No | No | No | No | No | No | No |  | LLLCBT | [10 empty] | 5.1 | 21600 | 135 | 160 | 20 | 0.9 | 5000 | 80 | -6 | 82 | 92 | -14 |  | FALSE | FALSE | FALSE | No | No | No | No | Yes | FALSE | FALSE | 110 |  | 15400 | 21600 |  |  | AC | 120 | 277 |  |  | 21600 | 160 | FALSE |  |  |  |  | Wattage selectable - measure code based on lowest wattage/lumen rating.
Hal LHB-3-WS-40-U-LVMS | 86UCPC | 2022-03-22 |  | 120 |  | PL4CV2L4KR0L | Halco Lighting Technologies | LHB-3-WS-40-U-LVMS | Indoor Luminaires | High-Bay | High-Bay Luminaires for Commercial and Industrial Buildings |  |  | Premium | TRUE |  | 120 | 30672 | 135 | 228 | [11 empty] | 2021-12-10T00:00:00.000Z | Yes | Continuous Dimming to 10% or below | No Control Capability | Occupancy Sensing | 0-10V Analog | No Wireless Protocol | No | No | No | No | No | Yes |  | No | No | No | Yes | No | No | No | No | No | No | No | No |  | LLLCBT | [10 empty] | 5.1 | 29634 | 134.7 | 220 | 20 | 0.9 | 4000 | 80 | 10 | 83 | 97 | -12 |  | FALSE | FALSE | FALSE | No | No | No | No | Yes | FALSE | FALSE | 180 |  | 24840 | 29634 |  |  | AC | 120 | 277 |  |  | 29634 | 220 | FALSE |  |  |  |  | Wattage selectable - measure code based on lowest wattage/lumen rating.
Hal LHB-3-WS-50-U-LVMS | 86UCPC | 2022-03-22 |  | 120 |  | PLY1KMO3CV71 | Halco Lighting Technologies | LHB-3-WS-50-U-LVMS | Indoor Luminaires | High-Bay | High-Bay Luminaires for Commercial and Industrial Buildings |  |  | Premium | TRUE |  | 120 | 30914 | 136.1 | 227 | 16 | 0.935 | 5073 | 82 | 5 | 82 | 96 | -12 | 0.0017 | 5 |  | 2021-12-10T00:00:00.000Z | Yes | Continuous Dimming to 10% or below | No Control Capability | Occupancy Sensing | 0-10V Analog | No Wireless Protocol | No | No | No | No | No | Yes |  | No | No | No | Yes | No | No | No | No | No | No | No | No |  | LLLCBT | [10 empty] | 5.1 | 29920 | 136 | 220 | 20 | 0.9 | 5000 | 80 | 10 | 83 | 97 | -12 |  | FALSE | FALSE | FALSE | No | No | No | No | Yes | FALSE | FALSE | 180 |  | 25200 | 29920 |  |  | AC | 120 | 277 |  |  | 29920 | 220 | FALSE |  |  |  |  | Wattage selectable - measure code based on lowest wattage/lumen rating.
Hal LHB-4-WS-40-U-LVMS | 86UDPC | 2022-03-22 |  | 135 |  | PLHSP0N5OYS5 | Halco Lighting Technologies | LHB-4-WS-40-U-LVMS | Indoor Luminaires | High-Bay | High-Bay Luminaires for Commercial and Industrial Buildings |  |  | Premium | FALSE | [16 empty] | 2021-12-10T00:00:00.000Z | Yes | Continuous Dimming to 10% or below | No Control Capability | Occupancy Sensing | 0-10V Analog | No Wireless Protocol | No | No | No | No | No | Yes |  | No | No | No | Yes | No | No | No | No | No | No | No | No |  | LLLCBT | [10 empty] | 5.1 | 42848 | 133.9 | 320 | 20 | 0.9 | 4000 | 80 | -6 | 81 | 92 | -14 |  | FALSE | FALSE | FALSE | No | No | No | No | Yes | FALSE | FALSE | 240 |  | 33120 | 42848 |  |  | AC | 120 | 277 |  |  | 42848 | 320 | FALSE |  |  |  |  | Wattage selectable - measure code based on lowest wattage/lumen rating.
Hal LHB-4-WS-50-U-LVMS | 86UDPC | 2022-03-22 |  | 135 |  | PLT8DWH5M446 | Halco Lighting Technologies | LHB-4-WS-50-U-LVMS | Indoor Luminaires | High-Bay | High-Bay Luminaires for Commercial and Industrial Buildings |  |  | Premium | FALSE | [16 empty] | 2021-12-10T00:00:00.000Z | Yes | Continuous Dimming to 10% or below | No Control Capability | Occupancy Sensing | 0-10V Analog | No Wireless Protocol | No | No | No | No | No | Yes |  | No | No | No | Yes | No | No | No | No | No | No | No | No |  | LLLCBT | [10 empty] | 5.1 | 43200 | 135 | 320 | 20 | 0.9 | 5000 | 80 | -6 | 81 | 92 | -14 |  | FALSE | FALSE | FALSE | No | No | No | No | Yes | FALSE | FALSE | 240 |  | 33600 | 43200 |  |  | AC | 120 | 277 |  |  | 43200 | 320 | FALSE |  |  |  |  | Wattage selectable - measure code based on lowest wattage/lumen rating.
Hal LHB-1-WS-40-U-PIRMS | 86UAPC | 2022-03-22 |  | 60 |  | PLYRLC0IH5ZD | Halco Lighting Technologies | LHB-1-WS-40-U-PIRMS | Indoor Luminaires | High-Bay | High-Bay Luminaires for Commercial and Industrial Buildings |  |  | Premium | TRUE |  | 120 | 14184 | 133.25 | 106 | 7 | 0.971 | 4025 | 81 | -6 | 82 | 92 | -14 | 0.001 | 5 |  | 2021-12-10T00:00:00.000Z | Yes | Continuous Dimming to 10% or below | No Control Capability | Occupancy Sensing | 0-10V Analog | No Wireless Protocol | No | No | No | No | No | Yes |  | No | No | No | Yes | No | No | No | No | No | No | No | No |  | LLLCBT | [10 empty] | 5.1 | 14652 | 133.2 | 110 | 20 | 0.9 | 4000 | 80 | -6 | 82 | 92 | -14 |  | FALSE | FALSE | FALSE | No | No | No | No | Yes | FALSE | FALSE | 70 |  | 9730 | 14652 |  |  | AC | 120 | 277 |  |  | 14652 | 110 | FALSE |  |  |  |  | Wattage selectable - measure code based on lowest wattage/lumen rating.
Hal LHB-1-WS-50-U-PIRMS | 86UAPC | 2022-03-22 |  | 60 |  | PL08R233AANQ | Halco Lighting Technologies | LHB-1-WS-50-U-PIRMS | Indoor Luminaires | High-Bay | High-Bay Luminaires for Commercial and Industrial Buildings |  |  | Premium | FALSE | [16 empty] | 2021-12-10T00:00:00.000Z | Yes | Continuous Dimming to 10% or below | No Control Capability | Occupancy Sensing | 0-10V Analog | No Wireless Protocol | No | No | No | No | No | Yes |  | No | No | No | Yes | No | No | No | No | No | No | No | No |  | LLLCBT | [10 empty] | 5.1 | 14850 | 135 | 110 | 20 | 0.9 | 5000 | 80 | -6 | 82 | 92 | -14 |  | FALSE | FALSE | FALSE | No | No | No | No | Yes | FALSE | FALSE | 70 |  | 9800 | 14850 |  |  | AC | 120 | 277 |  |  | 14850 | 110 | FALSE |  |  |  |  | Wattage selectable - measure code based on lowest wattage/lumen rating.
Hal LHB-2-WS-40-U-PIRMS | 86UBPC | 2022-03-22 |  | 90 |  | PL1P4KXV5STI | Halco Lighting Technologies | LHB-2-WS-40-U-PIRMS | Indoor Luminaires | High-Bay | High-Bay Luminaires for Commercial and Industrial Buildings |  |  | Premium | TRUE |  | 120 | 21570 | 133 | 162 | [11 empty] | 2021-12-10T00:00:00.000Z | Yes | Continuous Dimming to 10% or below | No Control Capability | Occupancy Sensing | 0-10V Analog | No Wireless Protocol | No | No | No | No | No | Yes |  | No | No | No | Yes | No | No | No | No | No | No | No | No |  | LLLCBT | [10 empty] | 5.1 | 21360 | 133.5 | 160 | 20 | 0.9 | 4000 | 80 | -6 | 82 | 92 | -14 |  | FALSE | FALSE | FALSE | No | No | No | No | Yes | FALSE | FALSE | 110 |  | 15290 | 21360 |  |  | AC | 120 | 277 |  |  | 21360 | 160 | FALSE |  |  |  |  | Wattage selectable - measure code based on lowest wattage/lumen rating.
Hal LHB-2-WS-50-U-PIRMS | 86UBPC | 2022-03-22 |  | 90 |  | PLGFVWVKC19G | Halco Lighting Technologies | LHB-2-WS-50-U-PIRMS | Indoor Luminaires | High-Bay | High-Bay Luminaires for Commercial and Industrial Buildings |  |  | Premium | FALSE | [16 empty] | 2021-12-10T00:00:00.000Z | Yes | Continuous Dimming to 10% or below | No Control Capability | Occupancy Sensing | 0-10V Analog | No Wireless Protocol | No | No | No | No | No | Yes |  | No | No | No | Yes | No | No | No | No | No | No | No | No |  | LLLCBT | [10 empty] | 5.1 | 21600 | 135 | 160 | 20 | 0.9 | 5000 | 80 | -6 | 82 | 92 | -14 |  | FALSE | FALSE | FALSE | No | No | No | No | Yes | FALSE | FALSE | 110 |  | 15400 | 21600 |  |  | AC | 120 | 277 |  |  | 21600 | 160 | FALSE |  |  |  |  | Wattage selectable - measure code based on lowest wattage/lumen rating.
Hal LHB-3-WS-40-U-PIRMS | 86UCPC | 2022-03-22 |  | 120 |  | PL4CV2L4KR0L | Halco Lighting Technologies | LHB-3-WS-40-U-PIRMS | Indoor Luminaires | High-Bay | High-Bay Luminaires for Commercial and Industrial Buildings |  |  | Premium | TRUE |  | 120 | 30672 | 135 | 228 | [11 empty] | 2021-12-10T00:00:00.000Z | Yes | Continuous Dimming to 10% or below | No Control Capability | Occupancy Sensing | 0-10V Analog | No Wireless Protocol | No | No | No | No | No | Yes |  | No | No | No | Yes | No | No | No | No | No | No | No | No |  | LLLCBT | [10 empty] | 5.1 | 29634 | 134.7 | 220 | 20 | 0.9 | 4000 | 80 | 10 | 83 | 97 | -12 |  | FALSE | FALSE | FALSE | No | No | No | No | Yes | FALSE | FALSE | 180 |  | 24840 | 29634 |  |  | AC | 120 | 277 |  |  | 29634 | 220 | FALSE |  |  |  |  | Wattage selectable - measure code based on lowest wattage/lumen rating.
Hal LHB-3-WS-50-U-PIRMS | 86UCPC | 2022-03-22 |  | 120 |  | PLY1KMO3CV71 | Halco Lighting Technologies | LHB-3-WS-50-U-PIRMS | Indoor Luminaires | High-Bay | High-Bay Luminaires for Commercial and Industrial Buildings |  |  | Premium | TRUE |  | 120 | 30914 | 136.1 | 227 | 16 | 0.935 | 5073 | 82 | 5 | 82 | 96 | -12 | 0.0017 | 5 |  | 2021-12-10T00:00:00.000Z | Yes | Continuous Dimming to 10% or below | No Control Capability | Occupancy Sensing | 0-10V Analog | No Wireless Protocol | No | No | No | No | No | Yes |  | No | No | No | Yes | No | No | No | No | No | No | No | No |  | LLLCBT | [10 empty] | 5.1 | 29920 | 136 | 220 | 20 | 0.9 | 5000 | 80 | 10 | 83 | 97 | -12 |  | FALSE | FALSE | FALSE | No | No | No | No | Yes | FALSE | FALSE | 180 |  | 25200 | 29920 |  |  | AC | 120 | 277 |  |  | 29920 | 220 | FALSE |  |  |  |  | Wattage selectable - measure code based on lowest wattage/lumen rating.
Hal LHB-4-WS-40-U-PIRMS | 86UDPC | 2022-03-22 |  | 135 |  | PLHSP0N5OYS5 | Halco Lighting Technologies | LHB-4-WS-40-U-PIRMS | Indoor Luminaires | High-Bay | High-Bay Luminaires for Commercial and Industrial Buildings |  |  | Premium | FALSE | [16 empty] | 2021-12-10T00:00:00.000Z | Yes | Continuous Dimming to 10% or below | No Control Capability | Occupancy Sensing | 0-10V Analog | No Wireless Protocol | No | No | No | No | No | Yes |  | No | No | No | Yes | No | No | No | No | No | No | No | No |  | LLLCBT | [10 empty] | 5.1 | 42848 | 133.9 | 320 | 20 | 0.9 | 4000 | 80 | -6 | 81 | 92 | -14 |  | FALSE | FALSE | FALSE | No | No | No | No | Yes | FALSE | FALSE | 240 |  | 33120 | 42848 |  |  | AC | 120 | 277 |  |  | 42848 | 320 | FALSE |  |  |  |  | Wattage selectable - measure code based on lowest wattage/lumen rating.
Hal LHB-4-WS-50-U-PIRMS | 86UDPC | 2022-03-22 |  | 135 |  | PLT8DWH5M446 | Halco Lighting Technologies | LHB-4-WS-50-U-PIRMS | Indoor Luminaires | High-Bay | High-Bay Luminaires for Commercial and Industrial Buildings |  |  | Premium | FALSE | [16 empty] | 2021-12-10T00:00:00.000Z | Yes | Continuous Dimming to 10% or below | No Control Capability | Occupancy Sensing | 0-10V Analog | No Wireless Protocol | No | No | No | No | No | Yes |  | No | No | No | Yes | No | No | No | No | No | No | No | No |  | LLLCBT | [10 empty] | 5.1 | 43200 | 135 | 320 | 20 | 0.9 | 5000 | 80 | -6 | 81 | 92 | -14 |  | FALSE | FALSE | FALSE | No | No | No | No | Yes | FALSE | FALSE | 240 |  | 33600 | 43200 |  |  | AC | 120 | 277 |  |  | 43200 | 320 | FALSE |  |  |  |  | Wattage selectable - measure code based on lowest wattage/lumen rating.
Hal SAL-100-T3-40-U | 87UCP | 2022-03-22 |  | 110 | 807154248506 | PDFLPUOL | Halco Lighting Technologies | SAL-100-T3-40-U | Outdoor Luminaires | High Output | Outdoor Pole/Arm-Mounted Area and Roadway Luminaires |  |  | Premium | FALSE | [16 empty] | 2021-05-20T00:00:00.000Z | Yes | Continuous Dimming to 10% or below |  | Occupancy Sensor, Exterior Photocell, Integral Sensor Receptacle | 0-10V | No Wireless Protocol | No | Yes | No | Yes | No | Yes |  | No | No | No | Yes | No | No | No |  | No | No | No |  |  | FFFJVL | [7 empty] | 2 | 0 | 3 | 5.1 | 14661.7 | 146.31 | 100.21 | 15 | 0.9 | 4000 | 70 | -40 | 75 | 93 | -18 |  | FALSE | FALSE | FALSE | No | No | No | No | No | FALSE | FALSE | [6 empty] | AC | 120 | 277 |  |  | 14661.7 | 100 | TRUE | Integral FALD | Pointing Straight Down |  |  | Must be installed with 7PR (807154248773) option or with a time clock to receive incentive.
Hal SAL-100-T3-50-U | 87UCP | 2022-03-22 |  | 110 | 807154248520 | P222E2WJ | Halco Lighting Technologies | SAL-100-T3-50-U | Outdoor Luminaires | High Output | Outdoor Pole/Arm-Mounted Area and Roadway Luminaires |  |  | Premium | FALSE | [16 empty] | 2021-05-20T00:00:00.000Z | Yes | Continuous Dimming to 10% or below |  | Occupancy Sensor, Exterior Photocell, Integral Sensor Receptacle | 0-10V | No Wireless Protocol | No | Yes | No | Yes | No | Yes |  | No | No | No | Yes | No | No | No |  | No | No | No |  |  | FFFJVL | [7 empty] | 2 | 0 | 3 | 5.1 | 14740.1 | 146.97 | 100.29 | 15 | 0.9 | 5000 | 70 | -40 | 75 | 93 | -18 |  | FALSE | FALSE | FALSE | No | No | No | No | No | FALSE | FALSE | [6 empty] | AC | 120 | 277 |  |  | 14700.9 | 100 | TRUE | Integral FALD | Pointing Straight Down |  |  | Must be installed with 7PR (807154248773) option or with a time clock to receive incentive.
Hal SAL-100-T5-40-U | 87UCP | 2022-03-22 |  | 110 | 807154248513 | PLXJULXW2PQZ | Halco Lighting Technologies | SAL-100-T5-40-U | Outdoor Luminaires | High Output | Outdoor Pole/Arm-Mounted Area and Roadway Luminaires |  |  | Premium | TRUE |  | 277 | 14526.4 | 146.85 | 99.54 | 7.97 | 0.964 | 3858 | 72 | -38 | 75 | 93 | -18 | 0.0006 | 5 | 50000 | 2021-05-26T00:00:00.000Z | Yes | Continuous Dimming to 10% or below |  | Occupancy Sensor, Exterior Photocell | 0-10V | No Wireless Protocol | No | Yes | No | No | No | Yes |  | No | No | No | Yes | No | No | No |  | No | No | No |  |  | EMWACI |  |  |  |  | 4 | 0 | 4 | 4 | 0 | 4 | 5.1 | 14555.8 | 146.23 | 99.54 | 15 | 0.9 | 4000 | 70 | -38 | 75 | 93 | -18 |  | FALSE | FALSE | FALSE | No | No | No | No | No | FALSE | FALSE | 100.1 | [5 empty] | AC | 120 | 277 |  |  | 14555.8 | 99.54 | TRUE | Integral FALD | Pointing Straight Down |  |  | Must be installed with 7PR (807154248773) option or with a time clock to receive incentive.
Hal SAL-100-T5-50-U | 87UCP | 2022-03-22 |  | 110 | 807154248537 | PLSNTI1GE1QF | Halco Lighting Technologies | SAL-100-T5-50-U | Outdoor Luminaires | High Output | Outdoor Pole/Arm-Mounted Area and Roadway Luminaires |  |  | Premium | FALSE | [16 empty] | 2021-05-26T00:00:00.000Z | Yes | Continuous Dimming to 10% or below |  | Occupancy Sensor, Exterior Photocell | 0-10V | No Wireless Protocol | No | Yes | No | No | No | Yes |  | No | No | No | Yes | No | No | No |  | No | No | No |  |  | EMWACI | [7 empty] | 4 | 0 | 4 | 5.1 | 14788.1 | 148.05 | 99.89 | 15 | 0.9 | 5000 | 70 | -38 | 75 | 93 | -18 |  | FALSE | FALSE | FALSE | No | No | No | No | No | FALSE | FALSE | 99.61 | [5 empty] | AC | 120 | 277 |  |  | 14788.1 | 99.89 | TRUE | Integral FALD | Pointing Straight Down |  |  | Must be installed with 7PR (807154248773) option or with a time clock to receive incentive.
Hal SAL-150-T3-40-U | 87UCP | 2022-03-22 |  | 110 | 807154248544 | PW9LWJU1 | Halco Lighting Technologies | SAL-150-T3-40-U | Outdoor Luminaires | High Output | Outdoor Pole/Arm-Mounted Area and Roadway Luminaires |  |  | Premium | FALSE | [16 empty] | 2021-05-20T00:00:00.000Z | Yes | Continuous Dimming to 10% or below |  | Occupancy Sensor, Exterior Photocell, Integral Sensor Receptacle | 0-10V | No Wireless Protocol | No | Yes | No | Yes | No | Yes |  | No | No | No | Yes | No | No | No |  | No | No | No |  |  | FFFJVL | [7 empty] | 3 | 0 | 3 | 5.1 | 21797.2 | 145.47 | 149.84 | 15 | 0.9 | 4000 | 70 | -40 | 75 | 93 | -18 |  | FALSE | FALSE | FALSE | No | No | No | No | No | FALSE | FALSE | [6 empty] | AC | 120 | 277 |  |  | 21797.2 | 149.84 | TRUE | Integral FALD | Pointing Straight Down |  |  | Must be installed with 7PR (807154248773) option or with a time clock to receive incentive.
Hal SAL-150-T3-50-U | 87UCP | 2022-03-22 |  | 110 | 80715428568 | PMIA3G5B | Halco Lighting Technologies | SAL-150-T3-50-U | Outdoor Luminaires | High Output | Outdoor Pole/Arm-Mounted Area and Roadway Luminaires |  |  | Premium | FALSE | [16 empty] | 2021-05-20T00:00:00.000Z | Yes | Continuous Dimming to 10% or below |  | Occupancy Sensor, Exterior Photocell, Integral Sensor Receptacle | 0-10V | No Wireless Protocol | No | Yes | No | Yes | No | Yes |  | No | No | No | Yes | No | No | No |  | No | No | No |  |  | FFFJVL | [7 empty] | 3 | 0 | 3 | 5.1 | 21899.9 | 146.33 | 149.67 | 15 | 0.9 | 5000 | 70 | -40 | 75 | 93 | -18 |  | FALSE | FALSE | FALSE | No | No | No | No | No | FALSE | FALSE | [6 empty] | AC | 120 | 277 |  |  | 21899.9 | 149.67 | TRUE | Integral FALD | Pointing Straight Down |  |  | Must be installed with 7PR (807154248773) option or with a time clock to receive incentive.
Hal SAL-150-T5-40-U | 87UCP | 2022-03-22 |  | 110 | 807154248551 | P8ML8YE3 | Halco Lighting Technologies | SAL-150-T5-40-U | Outdoor Luminaires | High Output | Outdoor Pole/Arm-Mounted Area and Roadway Luminaires |  |  | Premium | FALSE | [16 empty] | 2021-05-20T00:00:00.000Z | Yes | Continuous Dimming to 10% or below |  | Occupancy Sensor, Exterior Photocell, Integral Sensor Receptacle | 0-10V | No Wireless Protocol | No | Yes | No | Yes | No | Yes |  | No | No | No | Yes | No | No | No |  | No | No | No |  |  | FFFJVL | [7 empty] | 4 | 0 | 5 | 5.1 | 21899.8 | 145.62 | 150.39 | 15 | 0.9 | 4000 | 70 | -40 | 75 | 93 | -18 |  | FALSE | FALSE | FALSE | No | No | No | No | No | FALSE | FALSE | [6 empty] | AC | 120 | 277 |  |  | 21899.8 | 150.39 | TRUE | Integral FALD | Pointing Straight Down |  |  | Must be installed with 7PR (807154248773) option or with a time clock to receive incentive.
Hal SAL-150-T5-50-U | 87UCP | 2022-03-22 |  | 110 | 807154248575 | PMJIWE7F | Halco Lighting Technologies | SAL-150-T5-50-U | Outdoor Luminaires | High Output | Outdoor Pole/Arm-Mounted Area and Roadway Luminaires |  |  | Premium | FALSE | [16 empty] | 2021-05-20T00:00:00.000Z | Yes | Continuous Dimming to 10% or below |  | Occupancy Sensor, Exterior Photocell, Integral Sensor Receptacle | 0-10V | No Wireless Protocol | No | Yes | No | Yes | No | Yes |  | No | No | No | Yes | No | No | No |  | No | No | No |  |  | FFFJVL | [7 empty] | 4 | 0 | 5 | 5.1 | 21898.7 | 146.44 | 149.54 | 15 | 0.9 | 5000 | 70 | -40 | 75 | 93 | -18 |  | FALSE | FALSE | FALSE | No | No | No | No | No | FALSE | FALSE | [6 empty] | AC | 120 | 277 |  |  | 21898.7 | 149.54 | TRUE | Integral FALD | Pointing Straight Down |  |  | Must be installed with 7PR (807154248773) option or with a time clock to receive incentive.
Hal SAL-200-T3-40-U | 87UDP | 2022-03-22 |  | 180 | 807154248582 | PZ7P1GDX | Halco Lighting Technologies | SAL-200-T3-40-U | Outdoor Luminaires | Very High Output | Outdoor Pole/Arm-Mounted Area and Roadway Luminaires |  |  | Premium | FALSE | [16 empty] | 2021-05-20T00:00:00.000Z | Yes | Continuous Dimming to 10% or below |  | Occupancy Sensor, Exterior Photocell, Integral Sensor Receptacle | 0-10V | No Wireless Protocol | No | Yes | No | Yes | No | Yes |  | No | No | No | Yes | No | No | No |  | No | No | No |  |  | FFFJVL | [7 empty] | 3 | 0 | 4 | 5.1 | 29786.3 | 149.07 | 199.82 | 15 | 0.9 | 4000 | 70 | -40 | 75 | 93 | -18 |  | FALSE | FALSE | FALSE | No | No | No | No | No | FALSE | FALSE | [6 empty] | AC | 120 | 277 |  |  | 29786.3 | 199.82 | TRUE | Integral FALD | Pointing Straight Down |  |  | Must be installed with 7PR (807154248773) option or with a time clock to receive incentive.
Hal SAL-200-T3-50-U | 87UDP | 2022-03-22 |  | 180 | 807154248605 | P5EDSALK | Halco Lighting Technologies | SAL-200-T3-50-U | Outdoor Luminaires | Very High Output | Outdoor Pole/Arm-Mounted Area and Roadway Luminaires |  |  | Premium | FALSE | [16 empty] | 2021-05-20T00:00:00.000Z | Yes | Continuous Dimming to 10% or below |  | Occupancy Sensor, Exterior Photocell, Integral Sensor Receptacle | 0-10V | No Wireless Protocol | No | Yes | No | Yes | No | Yes |  | No | No | No | Yes | No | No | No |  | No | No | No |  |  | FFFJVL | [7 empty] | 3 | 0 | 4 | 5.1 | 29885.9 | 149.64 | 199.72 | 15 | 0.9 | 5000 | 70 | -40 | 75 | 93 | -18 |  | FALSE | FALSE | FALSE | No | No | No | No | No | FALSE | FALSE | [6 empty] | AC | 120 | 277 |  |  | 29885.9 | 199.72 | TRUE | Integral FALD | Pointing Straight Down |  |  | Must be installed with 7PR (807154248773) option or with a time clock to receive incentive.
Hal SAL-200-T5-40-U | 87UDP | 2022-03-22 |  | 180 | 807154248599 | PMHDLGOI | Halco Lighting Technologies | SAL-200-T5-40-U | Outdoor Luminaires | Very High Output | Outdoor Pole/Arm-Mounted Area and Roadway Luminaires |  |  | Premium | FALSE | [16 empty] | 2021-05-20T00:00:00.000Z | Yes | Continuous Dimming to 10% or below |  | Occupancy Sensor, Exterior Photocell, Integral Sensor Receptacle | 0-10V | No Wireless Protocol | No | Yes | No | Yes | No | Yes |  | No | No | No | Yes | No | No | No |  | No | No | No |  |  | FFFJVL | [7 empty] | 5 | 0 | 5 | 5.1 | 29164.4 | 145.56 | 200.36 | 15 | 0.9 | 4000 | 70 | -40 | 75 | 93 | -18 |  | FALSE | FALSE | FALSE | No | No | No | No | No | FALSE | FALSE | [6 empty] | AC | 120 | 277 |  |  | 29164.4 | 200 | TRUE | Integral FALD | Pointing Straight Down |  |  | Must be installed with 7PR (807154248773) option or with a time clock to receive incentive.
Hal SAL-200-T5-50-U | 87UCP | 2022-03-22 |  | 110 | 807154248612 | PLFLCLC59EUM | Halco Lighting Technologies | SAL-200-T5-50-U | Outdoor Luminaires | High Output | Outdoor Pole/Arm-Mounted Area and Roadway Luminaires |  |  | Premium | FALSE | [16 empty] | 2021-05-26T00:00:00.000Z | Yes | Continuous Dimming to 10% or below |  | Occupancy Sensor, Exterior Photocell | 0-10V | No Wireless Protocol | No | Yes | No | No | No | Yes |  | No | No | No | Yes | No | No | No |  | No | No | No |  |  | EMWACI | [7 empty] | 5 | 0 | 5 | 5.1 | 29319 | 146.33 | 200.37 | 15 | 0.9 | 5000 | 70 | -38 | 75 | 93 | -18 |  | FALSE | FALSE | FALSE | No | No | No | No | No | FALSE | FALSE | 199.27 | [5 empty] | AC | 120 | 277 |  |  | 29319 | 200.37 | TRUE | Integral FALD | Pointing Straight Down |  |  | Must be installed with 7PR (807154248773) option or with a time clock to receive incentive.
Hal SAL-240-T3-40-U | 87UDP | 2022-03-22 |  | 180 | 807154248629 | PLSJAW2FEELB | Halco Lighting Technologies | SAL-240-T3-40-U | Outdoor Luminaires | Very High Output | Outdoor Pole/Arm-Mounted Area and Roadway Luminaires |  |  | Premium | FALSE | [16 empty] | 2021-05-26T00:00:00.000Z | Yes | Continuous Dimming to 10% or below |  | Occupancy Sensor, Exterior Photocell | 0-10V | No Wireless Protocol | No | Yes | No | No | No | Yes |  | No | No | No | Yes | No | No | No |  | No | No | No |  |  | EMWACI | [7 empty] | 3 | 0 | 4 | 5.1 | 34807.4 | 145.79 | 238.75 | 15 | 0.9 | 4000 | 70 | -40 | 75 | 93 | -18 |  | FALSE | FALSE | FALSE | No | No | No | No | No | FALSE | FALSE | 238.75 | [5 empty] | AC | 120 | 277 |  |  | 34807.4 | 238.75 | TRUE | Integral FALD | Pointing Straight Down |  |  | Must be installed with 7PR (807154248773) option or with a time clock to receive incentive.
Hal SAL-240-T3-50-U | 87UDP | 2022-03-22 |  | 180 | 807154248643 | PLC63HTM8PN3 | Halco Lighting Technologies | SAL-240-T3-50-U | Outdoor Luminaires | Very High Output | Outdoor Pole/Arm-Mounted Area and Roadway Luminaires |  |  | Premium | FALSE | [16 empty] | 2021-05-26T00:00:00.000Z | Yes | Continuous Dimming to 10% or below |  | Occupancy Sensor, Exterior Photocell | 0-10V | No Wireless Protocol | No | Yes | No | No | No | Yes |  | No | No | No | Yes | No | No | No |  | No | No | No |  |  | EMWACI | [7 empty] | 3 | 0 | 4 | 5.1 | 34935.9 | 146.23 | 238.91 | 15 | 0.9 | 5000 | 70 | -40 | 75 | 93 | -18 |  | FALSE | FALSE | FALSE | No | No | No | No | No | FALSE | FALSE | 238.91 | [5 empty] | AC | 120 | 277 |  |  | 34935.9 | 238.91 | TRUE | Integral FALD | Pointing Straight Down |  |  | Must be installed with 7PR (807154248773) option or with a time clock to receive incentive.
Hal SAL-240-T5-40-U | 87UDP | 2022-03-22 |  | 180 | 807154248636 | PLJE1RQT0TE1 | Halco Lighting Technologies | SAL-240-T5-40-U | Outdoor Luminaires | Very High Output | Outdoor Pole/Arm-Mounted Area and Roadway Luminaires |  |  | Premium | FALSE | [16 empty] | 2021-05-26T00:00:00.000Z | Yes | Continuous Dimming to 10% or below |  | Occupancy Sensor, Exterior Photocell | 0-10V | No Wireless Protocol | No | Yes | No | No | No | Yes |  | No | No | No | Yes | No | No | No |  | No | No | No |  |  | EMWACI | [7 empty] | 5 | 0 | 5 | 5.1 | 34845.3 | 146.01 | 238.65 | 15 | 0.9 | 4000 | 70 | -40 | 75 | 93 | -18 |  | FALSE | FALSE | FALSE | No | No | No | No | No | FALSE | FALSE | 237.92 | [5 empty] | AC | 120 | 277 |  |  | 34845.3 | 238.65 | TRUE | Integral FALD | Pointing Straight Down |  |  | Must be installed with 7PR (807154248773) option or with a time clock to receive incentive.
Hal SAL-240-T5-50-U | 87UDP | 2022-03-22 |  | 180 | 807154248650 | PLP8T95M6LKO | Halco Lighting Technologies | SAL-240-T5-50-U | Outdoor Luminaires | Very High Output | Outdoor Pole/Arm-Mounted Area and Roadway Luminaires |  |  | Premium | FALSE | [16 empty] | 2021-05-26T00:00:00.000Z | Yes | Continuous Dimming to 10% or below |  | Occupancy Sensor, Exterior Photocell | 0-10V | No Wireless Protocol | No | Yes | No | No | No | Yes |  | No | No | No | Yes | No | No | No |  | No | No | No |  |  | EMWACI | [7 empty] | 5 | 0 | 5 | 5.1 | 35075.5 | 146.81 | 238.92 | 15 | 0.9 | 5000 | 70 | -40 | 75 | 93 | -18 |  | FALSE | FALSE | FALSE | No | No | No | No | No | FALSE | FALSE | 238.52 | [5 empty] | AC | 120 | 277 |  |  | 35075.5 | 238.92 | TRUE | Integral FALD | Pointing Straight Down |  |  | Must be installed with 7PR (807154248773) option or with a time clock to receive incentive.
Hal SAL-300-T3-40-U | 87UDP | 2022-03-22 |  | 180 | 807154248667 | PLNHVBT02R7W | Halco Lighting Technologies | SAL-300-T3-40-U | Outdoor Luminaires | Very High Output | Outdoor Pole/Arm-Mounted Area and Roadway Luminaires |  |  | Premium | FALSE | [16 empty] | 2021-05-26T00:00:00.000Z | Yes | Continuous Dimming to 10% or below |  | Occupancy Sensor, Exterior Photocell | 0-10V | No Wireless Protocol | No | Yes | No | No | No | Yes |  | No | No | No | Yes | No | No | No |  | No | No | No |  |  | EMWACI | [7 empty] | 3 | 0 | 5 | 5.1 | 43734.3 | 145.82 | 299.92 | 15 | 0.9 | 4000 | 70 | -38 | 75 | 93 | -18 |  | FALSE | FALSE | FALSE | No | No | No | No | No | FALSE | FALSE | 299.92 | [5 empty] | AC | 120 | 277 |  |  | 43734.3 | 299.92 | TRUE | Integral FALD | Pointing Straight Down |  |  | Must be installed with 7PR (807154248773) option or with a time clock to receive incentive.
Hal SAL-300-T3-50-U | 87UDP | 2022-03-22 |  | 180 | 807154248681 | PLA5QBIU4B1B | Halco Lighting Technologies | SAL-300-T3-50-U | Outdoor Luminaires | Very High Output | Outdoor Pole/Arm-Mounted Area and Roadway Luminaires |  |  | Premium | FALSE | [16 empty] | 2021-05-26T00:00:00.000Z | Yes | Continuous Dimming to 10% or below |  | Occupancy Sensor, Exterior Photocell | 0-10V | No Wireless Protocol | No | Yes | No | No | No | Yes |  | No | No | No | Yes | No | No | No |  | No | No | No |  |  | EMWACI | [7 empty] | 3 | 0 | 5 | 5.1 | 43848.8 | 146.01 | 300.32 | 15 | 0.9 | 5000 | 70 | -38 | 75 | 93 | -18 |  | FALSE | FALSE | FALSE | No | No | No | No | No | FALSE | FALSE | 300.32 | [5 empty] | AC | 120 | 277 |  |  | 43848.8 | 300.32 | TRUE | Integral FALD | Pointing Straight Down |  |  | Must be installed with 7PR (807154248773) option or with a time clock to receive incentive.
Hal SAL-300-T5-40-U | 87UDP | 2022-03-22 |  | 180 | 807154248674 | PLDLIT77FTLO | Halco Lighting Technologies | SAL-300-T5-40-U | Outdoor Luminaires | Very High Output | Outdoor Pole/Arm-Mounted Area and Roadway Luminaires |  |  | Premium | FALSE | [16 empty] | 2021-05-26T00:00:00.000Z | Yes | Continuous Dimming to 10% or below |  | Occupancy Sensor, Exterior Photocell | 0-10V | No Wireless Protocol | No | Yes | No | No | No | Yes |  | No | No | No | Yes | No | No | No |  | No | No | No |  |  | EMWACI | [7 empty] | 5 | 0 | 5 | 5.1 | 43774 | 145.86 | 300.11 | 15 | 0.9 | 4000 | 70 | -40 | 75 | 93 | -18 |  | FALSE | FALSE | FALSE | No | No | No | No | No | FALSE | FALSE | 300.04 | [5 empty] | AC | 120 | 277 |  |  | 43774 | 300.11 | TRUE | Integral FALD | Pointing Straight Down |  |  | Must be installed with 7PR (807154248773) option or with a time clock to receive incentive.
Hal SAL-300-T5-50-U | 87UDP | 2022-03-22 |  | 180 | 807154248698 | PL2X73WYFNZ0 | Halco Lighting Technologies | SAL-300-T5-50-U | Outdoor Luminaires | Very High Output | Outdoor Pole/Arm-Mounted Area and Roadway Luminaires |  |  | Premium | FALSE | [16 empty] | 2021-05-26T00:00:00.000Z | Yes | Continuous Dimming to 10% or below |  | Occupancy Sensor, Exterior Photocell | 0-10V | No Wireless Protocol | No | Yes | No | No | No | Yes |  | No | No | No | Yes | No | No | No |  | No | No | No |  |  | EMWACI | [7 empty] | 5 | 0 | 5 | 5.1 | 43860 | 146.56 | 299.26 | 15 | 0.9 | 5000 | 70 | -40 | 75 | 93 | -18 |  | FALSE | FALSE | FALSE | No | No | No | No | No | FALSE | FALSE | 299.4 | [5 empty] | AC | 120 | 277 |  |  | 43860 | 299.26 | TRUE | Integral FALD | Pointing Straight Down |  |  | Must be installed with 7PR (807154248773) option or with a time clock to receive incentive.
Hal SFL-150-CS-U-TR | 87UCP | 2022-03-22 |  | 110 | 807154249015 | PLQH9T19FJIP | Halco Lighting Technologies | SFL-150-CS-U-TR | Outdoor Luminaires | High Output | Architectural Flood and Spot Luminaires |  |  | Premium | FALSE | [16 empty] | 2021-02-25T00:00:00.000Z | Yes | Continuous Dimming to 10% or below |  | Exterior Photocell, Integral Sensor Receptacle | 0-10V | No Wireless Protocol | No | Yes | No | Yes | No | No |  | No | No | No | Yes | No | No | No |  | No | No | No |  |  | EMWAAR | 7 | [9 empty] | 5.1 | 18499.8 | 120.21 | 153.89 | 15 | 0.9 | 3000 | 70 | -29 | 73 | 96 | -16 |  | FALSE | FALSE | FALSE | No | No | No | No | No | TRUE | FALSE | 150 | 153.89 | 18499.8 | 18499.8 | 3000 | 5000 | AC | 120 | 277 |  |  | 18499.8 | 153.89 | TRUE | Integral FALD | Pointing Straight Down |  |  | CCT selectable. Must be installed with 3PR (807154249114) option or with a time clock to receive incentive.
Hal SFL-150-CS-U-KN | 87UCP | 2022-03-22 |  | 110 | 807154249015 | PLQH9T19FJIP | Halco Lighting Technologies | SFL-150-CS-U-KN | Outdoor Luminaires | High Output | Architectural Flood and Spot Luminaires |  |  | Premium | FALSE | [16 empty] | 2021-02-25T00:00:00.000Z | Yes | Continuous Dimming to 10% or below |  | Exterior Photocell, Integral Sensor Receptacle | 0-10V | No Wireless Protocol | No | Yes | No | Yes | No | No |  | No | No | No | Yes | No | No | No |  | No | No | No |  |  | EMWAAR | 7 | [9 empty] | 5.1 | 18499.8 | 120.21 | 153.89 | 15 | 0.9 | 3000 | 70 | -29 | 73 | 96 | -16 |  | FALSE | FALSE | FALSE | No | No | No | No | No | TRUE | FALSE | 150 | 153.89 | 18499.8 | 18499.8 | 3000 | 5000 | AC | 120 | 277 |  |  | 18499.8 | 153.89 | TRUE | Integral FALD | Pointing Straight Down |  |  | CCT selectable. Must be installed with 3PR (807154249114) option or with a time clock to receive incentive.
Hal SFL-200-CS-U-TR | 87UCP | 2022-03-22 |  | 110 | 807154249039 | PL4VD2MGA9JU | Halco Lighting Technologies | SFL-200-CS-U-TR | Outdoor Luminaires | High Output | Architectural Flood and Spot Luminaires |  |  | Premium | FALSE | [16 empty] | 2021-02-25T00:00:00.000Z | Yes | Continuous Dimming to 10% or below |  | Exterior Photocell, Integral Sensor Receptacle | 0-10V | No Wireless Protocol | No | Yes | No | Yes | No | No |  | No | No | No | Yes | No | No | No |  | No | No | No |  |  | EMWAAR | 7 | [9 empty] | 5.1 | 25607.5 | 123.61 | 207.17 | 15 | 0.9 | 3000 | 70 | -23 | 77 | 94 | -15 |  | FALSE | FALSE | FALSE | No | No | No | No | No | TRUE | FALSE | 200 | 207.17 | 25607.5 | 25607.5 | 3000 | 5000 | AC | 120 | 277 |  |  | 25607.5 | 207.17 | TRUE | Integral FALD | Pointing Straight Down |  |  | CCT selectable. Must be installed with 3PR (807154249114) option or with a time clock to receive incentive.
Hal SFL-200-CS-U-KN | 87UCP | 2022-03-22 |  | 110 | 807154249039 | PL4VD2MGA9JU | Halco Lighting Technologies | SFL-200-CS-U-KN | Outdoor Luminaires | High Output | Architectural Flood and Spot Luminaires |  |  | Premium | FALSE | [16 empty] | 2021-02-25T00:00:00.000Z | Yes | Continuous Dimming to 10% or below |  | Exterior Photocell, Integral Sensor Receptacle | 0-10V | No Wireless Protocol | No | Yes | No | Yes | No | No |  | No | No | No | Yes | No | No | No |  | No | No | No |  |  | EMWAAR | 7 | [9 empty] | 5.1 | 25607.5 | 123.61 | 207.17 | 15 | 0.9 | 3000 | 70 | -23 | 77 | 94 | -15 |  | FALSE | FALSE | FALSE | No | No | No | No | No | TRUE | FALSE | 200 | 207.17 | 25607.5 | 25607.5 | 3000 | 5000 | AC | 120 | 277 |  |  | 25607.5 | 207.17 | TRUE | Integral FALD | Pointing Straight Down |  |  | CCT selectable. Must be installed with 3PR (807154249114) option or with a time clock to receive incentive.
Hal SFL-300-40-U-TR | 87UDP | 2022-03-22 |  | 180 | 807154249053 | PL3JKZUIVIFZ | Halco Lighting Technologies | SFL-300-40-U-TR | Outdoor Luminaires | Very High Output | Architectural Flood and Spot Luminaires |  |  | Premium | FALSE | [16 empty] | 2021-02-25T00:00:00.000Z | Yes | Continuous Dimming to 10% or below |  | Exterior Photocell | 0-10V | No Wireless Protocol | No | Yes | No | No | No | No |  | No | No | No | Yes | No | No | No |  | No | No | No |  |  | EMWAAQ | 6 | [9 empty] | 5.1 | 42761.2 | 143.97 | 297.02 | 15 | 0.9 | 4000 | 70 | -24 | 75 | 96 | -15 |  | FALSE | FALSE | FALSE | No | No | No | No | No | FALSE | FALSE | [6 empty] | AC | 120 | 277 |  |  | 42761.2 | 297.02 | TRUE | Integral FALD | Pointing Straight Down |  |  | Must be installed with 3PR (807154249114) option or with a time clock to receive incentive.
Hal SFL-300-40-U-KN | 87UDP | 2022-03-22 |  | 180 | 807154249053 | PL3JKZUIVIFZ | Halco Lighting Technologies | SFL-300-40-U-KN | Outdoor Luminaires | Very High Output | Architectural Flood and Spot Luminaires |  |  | Premium | FALSE | [16 empty] | 2021-02-25T00:00:00.000Z | Yes | Continuous Dimming to 10% or below |  | Exterior Photocell | 0-10V | No Wireless Protocol | No | Yes | No | No | No | No |  | No | No | No | Yes | No | No | No |  | No | No | No |  |  | EMWAAQ | 6 | [9 empty] | 5.1 | 42761.2 | 143.97 | 297.02 | 15 | 0.9 | 4000 | 70 | -24 | 75 | 96 | -15 |  | FALSE | FALSE | FALSE | No | No | No | No | No | FALSE | FALSE | [6 empty] | AC | 120 | 277 |  |  | 42761.2 | 297.02 | TRUE | Integral FALD | Pointing Straight Down |  |  | Must be installed with 3PR (807154249114) option or with a time clock to receive incentive.
Hal SFL-300-50-U-TR | 87UDP | 2022-03-22 |  | 180 | 807154249077 | PL4R857GAGEX | Halco Lighting Technologies | SFL-300-50-U-TR | Outdoor Luminaires | Very High Output | Architectural Flood and Spot Luminaires |  |  | Premium | FALSE | [16 empty] | 2021-02-25T00:00:00.000Z | Yes | Continuous Dimming to 10% or below |  | Exterior Photocell | 0-10V | No Wireless Protocol | No | Yes | No | No | No | No |  | No | No | No | Yes | No | No | No |  | No | No | No |  |  | EMWAAQ | 6 | [9 empty] | 5.1 | 43183.9 | 145.39 | 297.02 | 15 | 0.9 | 5000 | 70 | -24 | 75 | 96 | -15 |  | FALSE | FALSE | FALSE | No | No | No | No | No | FALSE | FALSE | [6 empty] | AC | 120 | 277 |  |  | 43183.9 | 297.02 | TRUE | Integral FALD | Pointing Straight Down |  |  | Must be installed with 3PR (807154249114) option or with a time clock to receive incentive.
Hal SFL-300-50-U-KN | 87UDP | 2022-03-22 |  | 180 | 807154249077 | PL4R857GAGEX | Halco Lighting Technologies | SFL-300-50-U-KN | Outdoor Luminaires | Very High Output | Architectural Flood and Spot Luminaires |  |  | Premium | FALSE | [16 empty] | 2021-02-25T00:00:00.000Z | Yes | Continuous Dimming to 10% or below |  | Exterior Photocell | 0-10V | No Wireless Protocol | No | Yes | No | No | No | No |  | No | No | No | Yes | No | No | No |  | No | No | No |  |  | EMWAAQ | 6 | [9 empty] | 5.1 | 43183.9 | 145.39 | 297.02 | 15 | 0.9 | 5000 | 70 | -24 | 75 | 96 | -15 |  | FALSE | FALSE | FALSE | No | No | No | No | No | FALSE | FALSE | [6 empty] | AC | 120 | 277 |  |  | 43183.9 | 297.02 | TRUE | Integral FALD | Pointing Straight Down |  |  | Must be installed with 3PR (807154249114) option or with a time clock to receive incentive.
Hal LS4-WS-CS-U-MS (90241+80313) | 93UP | 2022-07-19 |  | 50 | 807154902415+807154803132 | S-DZLKBC | Halco Lighting Technologies | LS4-WS-CS-U-MS (90241+80313) | Outdoor Luminaires | Mid Output | Stairwell and Passageway Luminaires |  |  | Premium | TRUE |  | 120 | 6346 | 122.9 | 51.6 | 10.6 | 0.961 | 3454 | 85 | 21 | 85 | 96 | -10 | -0.0009 | 5 |  | 2022-06-14T00:00:00.000Z | Yes | Continuous Dimming to 10% or below | No Control Capability | Occupancy Sensing | 0-10V Analog | No Wireless Protocol | No | No | No | No | No | Yes |  | No | No | No | Yes | No | No | No | No | No | No | No | No |  | DDDLRQ |  |  |  |  | 2 | 4 | 2 | 2 | 4 | 2 | 5.1 | 6346 | 122.9 | 51.6 | 10.6 | 0.961 | 3500 | 85 | 21 | 85 | 97 | -10 |  | FALSE | FALSE | FALSE | No | No | No | No | Yes | TRUE | FALSE | 30 | 51.6 | 3900 | 6346 | 3500 | 5000 | AC | 120 | 277 |  |  | 6346 | 51.6 | FALSE |  |  |  |  | Wattage & CCT selectable
Hal LS8-WS-CS-U-MS (90242+80313) | 93UP | 2022-07-19 |  | 50 | 807154902422+807154803132 | S-3CPYQA | Halco Lighting Technologies | LS8-WS-CS-U-MS (90242+80313) | Outdoor Luminaires | Mid Output | Stairwell and Passageway Luminaires |  |  | Premium | FALSE | [16 empty] | 2022-06-14T00:00:00.000Z | Yes | Continuous Dimming to 10% or below | No Control Capability | Occupancy Sensing | 0-10V Analog | No Wireless Protocol | No | No | No | No | No | Yes |  | No | No | No | Yes | No | No | No | No | No | No | No | No |  | DDDLRQ | [7 empty] | 2 | 3 | 2 | 5.1 | 9061 | 129.72 | 69.9 | 16.2 | 0.912 | 3500 | 85 | 22 | 85 | 97 | -10 |  | FALSE | FALSE | FALSE | No | No | No | No | Yes | TRUE | FALSE | 50 | 69.9 | 6500 | 9061 | 3500 | 5000 | AC | 120 | 277 |  |  | 9061 | 69.9 | FALSE |  |  |  |  | Wattage & CCT selectable
Hal LS4-WS-CS-U-PIR (90241+99986) | 93UP | 2022-07-19 |  | 50 | 807154902415+807154999866 | S-DZLKBC | Halco Lighting Technologies | LS4-WS-CS-U-PIR (90241+99986) | Outdoor Luminaires | Mid Output | Stairwell and Passageway Luminaires |  |  | Premium | TRUE |  | 120 | 6346 | 122.9 | 51.6 | 10.6 | 0.961 | 3454 | 85 | 21 | 85 | 96 | -10 | -0.0009 | 5 |  | 2022-06-14T00:00:00.000Z | Yes | Continuous Dimming to 10% or below | No Control Capability | Occupancy Sensing | 0-10V Analog | No Wireless Protocol | No | No | No | No | No | Yes |  | No | No | No | Yes | No | No | No | No | No | No | No | No |  | DDDLRQ |  |  |  |  | 2 | 4 | 2 | 2 | 4 | 2 | 5.1 | 6346 | 122.9 | 51.6 | 10.6 | 0.961 | 3500 | 85 | 21 | 85 | 97 | -10 |  | FALSE | FALSE | FALSE | No | No | No | No | Yes | TRUE | FALSE | 30 | 51.6 | 3900 | 6346 | 3500 | 5000 | AC | 120 | 277 |  |  | 6346 | 51.6 | FALSE |  |  |  |  | Wattage & CCT selectable
Hal LS8-WS-CS-U-PIR (90242+99986) | 93UP | 2022-07-19 |  | 50 | 807154902422+807154999866 | S-3CPYQA | Halco Lighting Technologies | LS8-WS-CS-U-PIR (90242+99986) | Outdoor Luminaires | Mid Output | Stairwell and Passageway Luminaires |  |  | Premium | FALSE | [16 empty] | 2022-06-14T00:00:00.000Z | Yes | Continuous Dimming to 10% or below | No Control Capability | Occupancy Sensing | 0-10V Analog | No Wireless Protocol | No | No | No | No | No | Yes |  | No | No | No | Yes | No | No | No | No | No | No | No | No |  | DDDLRQ | [7 empty] | 2 | 3 | 2 | 5.1 | 9061 | 129.72 | 69.9 | 16.2 | 0.912 | 3500 | 85 | 22 | 85 | 97 | -10 |  | FALSE | FALSE | FALSE | No | No | No | No | Yes | TRUE | FALSE | 50 | 69.9 | 6500 | 9061 | 3500 | 5000 | AC | 120 | 277 |  |  | 9061 | 69.9 | FALSE |  |  |  |  | Wattage & CCT selectable
Hal LVPT-2-WS-CS-U | 89UA | 2022-08-18 |  | 8 | 807154280902 | PLI163V7LBNX | Halco Lighting Technologies | LVPT-2-WS-CS-U | Indoor Luminaires | Linear Ambient | Direct Linear Ambient Luminaires |  |  | Standard | TRUE |  | 120 | 4084 | 136.77 | 29.9 | 15.8 | 0.904 | 3427 | 82 | 0 | 84 | 95 | -13 | 0.00012 | 5 |  | 2020-11-05T00:00:00.000Z | Yes | Continuous Dimming to 10% or below | No Control Capability | Occupancy Sensing | 0-10V Analog | No Wireless Protocol | No | No | No | No | No | Yes | No | No | No | No | Yes | No | No | No |  | No | No | No |  |  | VVVZJR | [10 empty] | 5.1 | 4083 | 136.1 | 30 | 20 | 0.9 | 3500 | 80 | 0 | 84 | 95 | -13 | 2 | FALSE | FALSE | FALSE | No | No | No | No | Yes | TRUE | FALSE | 20 | 30 | 2780 | 4083 | 3000 | 5000 | AC | 120 | 277 |  |  | 4083 | 30 | FALSE
Hal LVPT-4-WS-CS-U | 89UA | 2022-08-19 |  | 8 | 807154280919 | PLFXV3S44X33 | Halco Lighting Technologies | LVPT-4-WS-CS-U | Indoor Luminaires | Linear Ambient | Direct Linear Ambient Luminaires |  |  | Standard | FALSE | [16 empty] | 2020-11-05T00:00:00.000Z | Yes | Continuous Dimming to 10% or below | No Control Capability | Occupancy Sensing | 0-10V Analog | No Wireless Protocol | No | No | No | No | No | Yes | No | No | No | No | Yes | No | No | No |  | No | No | No |  |  | VVVZJR | [10 empty] | 5.1 | 8172 | 136.2 | 60 | 20 | 0.9 | 3500 | 80 | 1 | 84 | 95 | -13 | 4 | FALSE | FALSE | FALSE | No | No | No | No | Yes | TRUE | FALSE | 40 | 60 | 5600 | 8172 | 3000 | 5000 | AC | 120 | 277 |  |  | 8172 | 60 | FALSE
Hal LVPT-8-WS-CS-U | 89UB | 2022-08-20 |  | 20 | 807154280926 | PLDPSX77A7HK | Halco Lighting Technologies | LVPT-8-WS-CS-U | Indoor Luminaires | Linear Ambient | Direct Linear Ambient Luminaires |  |  | Standard | FALSE | [16 empty] | 2020-11-05T00:00:00.000Z | Yes | Continuous Dimming to 10% or below | No Control Capability | Occupancy Sensing | 0-10V Analog | No Wireless Protocol | No | No | No | No | No | Yes | No | No | No | No | Yes | No | No | No |  | No | No | No |  |  | VVVZJR | [10 empty] | 5.1 | 12195 | 135.5 | 90 | 20 | 0.9 | 3500 | 80 | 1 | 84 | 95 | -13 | 8 | FALSE | FALSE | FALSE | No | No | No | No | Yes | TRUE | FALSE | 60 | 90 | 8340 | 12195 | 3000 | 5000 | AC | 120 | 277 |  |  | 12195 | 90 | FALSE
Hal LS4/36U40 (10240) | 89UA | 2023-01-02 |  | 8 | 807154102402 | S-0ZOIAX | Halco Lighting Technologies | LS4/36U40 (10240) | Indoor Luminaires | Linear Ambient | Direct Linear Ambient Luminaires |  |  | Standard | FALSE | [16 empty] | 2022-08-26T00:00:00.000Z | Yes | Continuous Dimming to 10% or below | No Control Capability | Multifunction Sensor | 0-10V Analog | No Wireless Protocol | No | No | Yes | No | No | No |  | No | No | No | Yes | No | No | No | No | No | No | No | No |  | BBBGCN | [10 empty] | 5.1 | 4824 | 134 | 36 | 20 | 0.9 | 4000 | 80 | 7 | 83 | 98 | -12 | 4 | FALSE | FALSE | FALSE | No | No | No | No | No | FALSE | FALSE | [6 empty] | AC | 120 | 277 |  |  | 4824 | 36 | FALSE
Hal LS4/36U50 (10241) | 89UA | 2023-01-02 |  | 8 | 807154102419 | S-LPRFXG | Halco Lighting Technologies | LS4/36U50 (10241) | Indoor Luminaires | Linear Ambient | Direct Linear Ambient Luminaires |  |  | Standard | TRUE |  | 120 | 4679 | 137.01 | 34.2 | 5.6 | 0.933 | 5070 | 82 | 9 | 83 | 98 | -12 | 0.00182 | 5 |  | 2022-08-26T00:00:00.000Z | Yes | Continuous Dimming to 10% or below | No Control Capability | Multifunction Sensor | 0-10V Analog | No Wireless Protocol | No | No | Yes | No | No | No |  | No | No | No | Yes | No | No | No | No | No | No | No | No |  | BBBGCN | [10 empty] | 5.1 | 4932 | 137 | 36 | 20 | 0.9 | 5000 | 80 | 9 | 83 | 98 | -12 | 4 | FALSE | FALSE | FALSE | No | No | No | No | No | FALSE | FALSE | [6 empty] | AC | 120 | 277 |  |  | 4932 | 36 | FALSE
Hal LS8/72U40 (10243) | 89UB | 2023-01-02 |  | 20 | 807154102433 | S-FX76Q9 | Halco Lighting Technologies | LS8/72U40 (10243) | Indoor Luminaires | Linear Ambient | Direct Linear Ambient Luminaires |  |  | Standard | FALSE | [16 empty] | 2022-08-26T00:00:00.000Z | Yes | Continuous Dimming to 10% or below | No Control Capability | Multifunction Sensor | 0-10V Analog | No Wireless Protocol | No | No | Yes | No | No | No |  | No | No | No | Yes | No | No | No | No | No | No | No | No |  | BBBGCN | [10 empty] | 5.1 | 9648 | 134 | 72 | 20 | 0.9 | 4000 | 80 | 7 | 83 | 98 | -12 | 8 | FALSE | FALSE | FALSE | No | No | No | No | No | FALSE | FALSE | [6 empty] | AC | 120 | 277 |  |  | 9648 | 72 | FALSE
Hal LS8/72U50 (10244) | 89UB | 2023-01-02 |  | 20 | 807154102440 | S-PQ1RGU | Halco Lighting Technologies | LS8/72U50 (10244) | Indoor Luminaires | Linear Ambient | Direct Linear Ambient Luminaires |  |  | Standard | FALSE | [16 empty] | 2022-08-26T00:00:00.000Z | Yes | Continuous Dimming to 10% or below | No Control Capability | Multifunction Sensor | 0-10V Analog | No Wireless Protocol | No | No | Yes | No | No | No |  | No | No | No | Yes | No | No | No | No | No | No | No | No |  | BBBGCN | [10 empty] | 5.1 | 9792 | 137 | 72 | 20 | 0.9 | 5000 | 80 | 9 | 83 | 98 | -12 | 8 | FALSE | FALSE | FALSE | No | No | No | No | No | FALSE | FALSE | [6 empty] | AC | 120 | 277 |  |  | 9792 | 72 | FALSE
Hal LWA-D23U2-40 (10300) | 89UA | 2023-01-02 |  | 8 | 807154103003 | S-76ZTM9 | Halco Lighting Technologies | LWA-D23U2-40 (10300) | Indoor Luminaires | Linear Ambient | Direct Linear Ambient Luminaires |  |  | Standard | FALSE | [16 empty] | 2022-08-26T00:00:00.000Z | Yes | Continuous Dimming to 10% or below | No Control Capability | No Sensor | No Wired Communication Protocol | No Wireless Protocol | No | No | Yes | No | No | No |  | No | No | No | Yes | No | No | No | No | No | No | No | No |  | BBBGCL | [10 empty] | 5.1 | 3013 | 131 | 23 | 20 | 0.9 | 4000 | 80 | 6 | 83 | 98 | -12 | 2 | FALSE | FALSE | FALSE | No | No | No | No | No | FALSE | FALSE | [6 empty] | AC | 120 | 277 |  |  | 3013 | 23 | FALSE
Hal LWA-D23U2-50 (10305) | 89UA | 2023-01-02 |  | 8 | 807154103058 | S-AGRFYX | Halco Lighting Technologies | LWA-D23U2-50 (10305) | Indoor Luminaires | Linear Ambient | Direct Linear Ambient Luminaires |  |  | Standard | TRUE |  | 120 | 2934 | 132.12 | 22.2 | 7.9 | 0.916 | 4929 | 82 | 8 | 83 | 98 | -12 | 0.00254 | 5 |  | 2022-08-26T00:00:00.000Z | Yes | Continuous Dimming to 10% or below | No Control Capability | No Sensor | No Wired Communication Protocol | No Wireless Protocol | No | No | Yes | No | No | No |  | No | No | No | Yes | No | No | No | No | No | No | No | No |  | BBBGCL | [10 empty] | 5.1 | 3056 | 132 | 23 | 20 | 0.9 | 5000 | 80 | 8 | 83 | 98 | -12 | 2 | FALSE | FALSE | FALSE | No | No | No | No | No | FALSE | FALSE | [6 empty] | AC | 120 | 277 |  |  | 3056 | 23 | FALSE
Hal LWA-D46U4-40 (10301) | 89UA | 2023-01-02 |  | 8 | 807154103010 | S-HP7OJV | Halco Lighting Technologies | LWA-D46U4-40 (10301) | Indoor Luminaires | Linear Ambient | Direct Linear Ambient Luminaires |  |  | Standard | FALSE | [16 empty] | 2022-08-26T00:00:00.000Z | Yes | Continuous Dimming to 10% or below | No Control Capability | No Sensor | No Wired Communication Protocol | No Wireless Protocol | No | No | Yes | No | No | No |  | No | No | No | Yes | No | No | No | No | No | No | No | No |  | BBBGCL | [10 empty] | 5.1 | 6164 | 134 | 46 | 20 | 0.9 | 4000 | 80 | 5 | 83 | 98 | -12 | 4 | FALSE | FALSE | FALSE | No | No | No | No | No | FALSE | FALSE | [6 empty] | AC | 120 | 277 |  |  | 6164 | 46 | FALSE
Hal LWA-D46U4-50 (10306) | 89UA | 2023-01-02 |  | 8 | 807154103065 | S-I92RFA | Halco Lighting Technologies | LWA-D46U4-50 (10306) | Indoor Luminaires | Linear Ambient | Direct Linear Ambient Luminaires |  |  | Standard | FALSE | [16 empty] | 2022-08-26T00:00:00.000Z | Yes | Continuous Dimming to 10% or below | No Control Capability | No Sensor | No Wired Communication Protocol | No Wireless Protocol | No | No | Yes | No | No | No |  | No | No | No | Yes | No | No | No | No | No | No | No | No |  | BBBGCL | [10 empty] | 5.1 | 6256 | 136 | 46 | 20 | 0.9 | 5000 | 80 | 5 | 83 | 98 | -12 | 4 | FALSE | FALSE | FALSE | No | No | No | No | No | FALSE | FALSE | [6 empty] | AC | 120 | 277 |  |  | 6256 | 46 | FALSE
Hal WPFS3-WS-CS-U (20354) | 87UCP | 2023-11-17 |  | 110 | 807154203543 | S-THAWUR | Halco Lighting Technologies | WPFS3-WS-CS-U (20354) | Outdoor Luminaires | High Output | Outdoor Non-Cutoff and Semi-Cutoff Wall-Mounted Area Luminaires |  |  | Premium | TRUE |  | 120 | 17164 | 122.71 | 139.9 | 8.2 | 0.945 | 3139 | 82 | 5 | 84 | 93 | -12 | 0.0017 | 5 | 50000 | 2023-11-17T05:00:00.000Z | Yes | Continuous Dimming to 10% or below | No Control Capability | Exterior Photocell | 0-10V Analog | No Wireless Protocol | No | Yes | No | No | No | No |  | No | No | No | Yes | No | No | No | No | No | No | No | No |  | SSSFBT |  |  |  |  | 3 | 5 | 5 | 3 | 5 | 5 | 5.1 | 17164 | 123 | 140 | 8.2 | 0.945 | 3000 | 80 | 5 | 83 | 93 | -12 |  |  | FALSE |  | No | No | No | No | Yes | TRUE | FALSE | 100 | 140 | 13260 | 17164 | 3000 | 5000 | AC | 120 | 347 |  |  | 17164 | 140 | FALSE |  |  |  |  | Must be installed with photo sensor or timeclock. Wattage & CCT Selectable, measure/incentive based on lowest wattage/lumen setting
Hal WPFS3-WS-CS-U-PC (23534) | 87UCP | 2023-11-17 |  | 110 | 807154235346 | S-THAWUR | Halco Lighting Technologies | WPFS3-WS-CS-U-PC (23534) | Outdoor Luminaires | High Output | Outdoor Non-Cutoff and Semi-Cutoff Wall-Mounted Area Luminaires |  |  | Premium | TRUE |  | 120 | 17164 | 122.71 | 139.9 | 8.2 | 0.945 | 3139 | 82 | 5 | 84 | 93 | -12 | 0.0017 | 5 | 50000 | 2023-11-17T05:00:00.000Z | Yes | Continuous Dimming to 10% or below | No Control Capability | Exterior Photocell | 0-10V Analog | No Wireless Protocol | No | Yes | No | No | No | No |  | No | No | No | Yes | No | No | No | No | No | No | No | No |  | SSSFBT |  |  |  |  | 3 | 5 | 5 | 3 | 5 | 5 | 5.1 | 17164 | 123 | 140 | 8.2 | 0.945 | 3000 | 80 | 5 | 83 | 93 | -12 |  |  | FALSE |  | No | No | No | No | Yes | TRUE | FALSE | 100 | 140 | 13260 | 17164 | 3000 | 5000 | AC | 120 | 347 |  |  | 17164 | 140 | FALSE |  |  |  |  | Wattage & CCT Selectable, measure/incentive based on lowest wattage/lumen setting
Hal AWP-1-15-CS-U-PC | 87UAP | 2023-12-19 |  | 50 | 807154398744 | S-JYN6U5 | Halco Lighting Technologies | AWP-1-15-CS-U-PC | Outdoor Luminaires | Low Output | Outdoor Full-Cutoff Wall-Mounted Area Luminaires |  |  | Premium | TRUE |  | 277 | 1727.5 | 121.31 | 14.24 | 12.76 | 0.924 | 2931 | 74 | -26 | 76 | 96 | -15 | -0.0012 | 5 |  | 2022-04-19T04:00:00.000Z | Yes | Continuous Dimming to 10% or below | No Control Capability | Exterior Photocell, Occupancy Sensing | 0-10V Analog | No Wireless Protocol | No | Yes | No | No | No | Yes |  | No | No | No | Yes | No | No | No | No | No | No | No | No |  | EMWANF |  |  |  |  | 1 | 1 | 0 | 1 | 1 | 0 | 5.1 | 1761.4 | 124.04 | 14.2 | 15 | 0.9 | 3000 | 70 | -26 | 76 | 96 | -15 |  | FALSE | FALSE | FALSE | No | No | No | No | No | TRUE | FALSE | 14.2 | 14.2 | 1761.4 | 1761.4 | 3000 | 5000 | AC | 120 | 277 |  |  | 1761.4 | 14.2 | TRUE | Integral FALD | Pointing Straight Down |  |  | CCT Selectable
Hal AWP-2-WS-CS-U-PC | 87UAP | 2023-12-19 |  | 50 | 807154398751 | S-VQUP6J | Halco Lighting Technologies | AWP-2-WS-CS-U-PC | Outdoor Luminaires | Low Output | Outdoor Full-Cutoff Wall-Mounted Area Luminaires |  |  | Premium | FALSE | [16 empty] | 2022-04-19T04:00:00.000Z | Yes | Continuous Dimming to 10% or below | No Control Capability | Exterior Photocell, Occupancy Sensing | 0-10V Analog | No Wireless Protocol | No | Yes | No | No | No | Yes |  | No | No | No | Yes | No | No | No | No | No | No | No | No |  | EMWANF | [7 empty] | 2 | 2 | 1 | 5.1 | 3540.2 | 120.5 | 29.38 | 15 | 0.9 | 3000 | 70 | -38 | 76 | 93 | -17 |  | FALSE | FALSE | FALSE | No | No | No | No | Yes | TRUE | FALSE | 15 | 29.38 | 1761 | 3540.2 | 3000 | 5000 | AC | 120 | 277 |  |  | 3540.2 | 29.38 | TRUE | Integral FALD | Pointing Straight Down |  |  | Wattage & CCT Selectable, measure/incentive based on lowest wattage/lumen setting
Hal AWP-3-WS-CS-U-PC | 87UAP | 2023-12-19 |  | 50 | 807154398768 | S-TNOVBY | Halco Lighting Technologies | AWP-3-WS-CS-U-PC | Outdoor Luminaires | Mid Output | Outdoor Full-Cutoff Wall-Mounted Area Luminaires |  |  | Premium | FALSE | [16 empty] | 2022-04-19T04:00:00.000Z | Yes | Continuous Dimming to 10% or below | No Control Capability | Exterior Photocell, Occupancy Sensing | 0-10V Analog | No Wireless Protocol | No | Yes | No | No | No | Yes |  | No | No | No | Yes | No | No | No | No | No | No | No | No |  | EMWANF | [7 empty] | 2 | 2 | 1 | 5.1 | 6329.2 | 124 | 51 | 15 | 0.9 | 3000 | 70 | -30 | 75 | 96 | -16 |  | FALSE | FALSE | FALSE | No | No | No | No | Yes | TRUE | FALSE | 30 | 49.28 | 3877 | 6329.2 | 3000 | 5000 | AC | 120 | 277 |  |  | 6329.2 | 50 | TRUE | Integral FALD | Pointing Straight Down |  |  | Wattage & CCT Selectable, measure/incentive based on lowest wattage/lumen setting
Hal AWP-4-WS-CS-U-PC | 87UBP | 2023-12-19 |  | 80 | 807154398775 | S-1TLGUW | Halco Lighting Technologies | AWP-4-WS-CS-U-PC | Outdoor Luminaires | High Output | Outdoor Full-Cutoff Wall-Mounted Area Luminaires |  |  | Premium | FALSE | [16 empty] | 2022-04-19T04:00:00.000Z | Yes | Continuous Dimming to 10% or below | No Control Capability | Exterior Photocell, Occupancy Sensing | 0-10V Analog | No Wireless Protocol | No | Yes | No | No | No | Yes |  | No | No | No | Yes | No | No | No | No | No | No | No | No |  | EMWANF | [7 empty] | 3 | 2 | 1 | 5.1 | 10284 | 128.37 | 80.11 | 15 | 0.9 | 3000 | 70 | -30 | 75 | 96 | -16 |  | FALSE | FALSE | FALSE | No | No | No | No | Yes | TRUE | FALSE | 60 | 80.11 | 8032 | 10284 | 3000 | 5000 | AC | 120 | 277 |  |  | 10284 | 80 | TRUE | Integral FALD | Pointing Straight Down |  |  | Wattage & CCT Selectable, measure/incentive based on lowest wattage/lumen setting
Hal AWP-5-WS-CS-U-PC | 87UCP | 2023-12-19 |  | 110 | 807154398782 | S-Q7DH28 | Halco Lighting Technologies | AWP-5-WS-CS-U-PC | Outdoor Luminaires | High Output | Outdoor Full-Cutoff Wall-Mounted Area Luminaires |  |  | Premium | FALSE | [16 empty] | 2022-04-19T04:00:00.000Z | Yes | Continuous Dimming to 10% or below | No Control Capability | Exterior Photocell, Occupancy Sensing | 0-10V Analog | No Wireless Protocol | No | Yes | No | No | No | Yes |  | No | No | No | Yes | No | No | No | No | No | No | No | No |  | EMWANG | [7 empty] | 3 | 2 | 2 | 5.1 | 15614 | 127.42 | 122.54 | 15 | 0.9 | 3000 | 73 | -35 | 78 | 92 | -17 |  | FALSE | FALSE | FALSE | No | No | No | No | Yes | TRUE | FALSE | 100 | 122.54 | 13110 | 15614 | 3000 | 5000 | AC | 120 | 277 |  |  | 15614 | 120 | TRUE | Integral FALD | Pointing Straight Down |  |  | Wattage & CCT Selectable, measure/incentive based on lowest wattage/lumen setting
Hal CLHB-1-WS-CS-U (36100) | 86UAP | 2024-07-29 |  | 30 | 807154361007 | S-PK96QJ | Halco Lighting Technologies | CLHB-1-WS-CS-U (36100) | Indoor Luminaires | High-Bay | High-Bay Luminaires for Commercial and Industrial Buildings |  |  | Premium | FALSE | [16 empty] | 2024-01-22T05:00:00.000Z | Yes | Continuous Dimming to 10% or below | No | ["Multifunction Sensor","Sensor Receptacle","Daylight Sensing","Occupancy Sensing"] | 0-10V Analog | No | No | No | Yes | Yes | Yes | Yes |  | No | No | No | Yes | No | No | No | No | No | No | No | No |  | BCBAAO | [10 empty] | 5.1 | 17681 | 133.93 | 132 | 15 | 0.9 | 4000 | 85 | 19 | 84 | 96 | -11 |  | FALSE | FALSE | FALSE | No | No | No | No | Yes | TRUE | FALSE | 90 | 132 | 9590 | 17681 | 4000 | 5000 | AC | 120 | 277 |  |  | 17681 | 132 | FALSE |  |  |  |  | CCT & Wattage Selectable. Measure code/Incentive based on lowest wattage/lumen output
Hal CLHB-2-WS-CS-U (36101) | 86UCP | 2024-07-29 |  | 90 | 807154361014 | S-76T2PM | Halco Lighting Technologies | CLHB-2-WS-CS-U (36101) | Indoor Luminaires | High-Bay | High-Bay Luminaires for Commercial and Industrial Buildings |  |  | Premium | FALSE | [16 empty] | 2024-01-22T05:00:00.000Z | Yes | Continuous Dimming to 10% or below | No | ["Multifunction Sensor","Sensor Receptacle","Daylight Sensing","Occupancy Sensing"] | 0-10V Analog | No | No | No | Yes | Yes | Yes | Yes |  | No | No | No | Yes | No | No | No | No | No | No | No | No |  | BCBAAO | [10 empty] | 5.1 | 22642 | 137.16 | 165.1 | 15 | 0.9 | 4000 | 85 | 19 | 84 | 97 | -11 |  | FALSE | FALSE | FALSE | No | No | No | No | Yes | TRUE | FALSE | 140 | 165.1 | 20020 | 22642 | 4000 | 5000 | AC | 120 | 277 |  |  | 22642 | 165.1 | FALSE |  |  |  |  | CCT & Wattage Selectable. Measure code/Incentive based on lowest wattage/lumen output
Hal CLHB-3-WS-CS-U (36102) | 86UCP | 2024-07-29 |  | 90 | 807154361021 | S-8JF4Q5 | Halco Lighting Technologies | CLHB-3-WS-CS-U (36102) | Indoor Luminaires | High-Bay | High-Bay Luminaires for Commercial and Industrial Buildings |  |  | Premium | FALSE | [16 empty] | 2024-01-22T05:00:00.000Z | Yes | Continuous Dimming to 10% or below | No | ["Multifunction Sensor","Sensor Receptacle","Daylight Sensing","Occupancy Sensing"] | 0-10V Analog | No | No | No | Yes | Yes | Yes | Yes |  | No | No | No | Yes | No | No | No | No | No | No | No | No |  | BCBAAO | [10 empty] | 5.1 | 30843 | 138.89 | 222.1 | 15 | 0.9 | 4000 | 86 | 20 | 85 | 97 | -11 |  | FALSE | FALSE | FALSE | No | No | No | No | Yes | TRUE | FALSE | 180 | 222.1 | 25740 | 30843 | 4000 | 5000 | AC | 120 | 277 |  |  | 30843 | 222.1 | FALSE |  |  |  |  | CCT & Wattage Selectable. Measure code/Incentive based on lowest wattage/lumen output
Hal CLHB-4-WS-CS-U (36103) | 86UDP | 2024-07-29 |  | 110 | 807154361038 | S-5CVDNW | Halco Lighting Technologies | CLHB-4-WS-CS-U (36103) | Indoor Luminaires | High-Bay | High-Bay Luminaires for Commercial and Industrial Buildings |  |  | Premium | FALSE | [16 empty] | 2024-01-22T05:00:00.000Z | Yes | Continuous Dimming to 10% or below | No | ["Multifunction Sensor","Sensor Receptacle","Daylight Sensing","Occupancy Sensing"] | 0-10V Analog | No | No | No | Yes | Yes | Yes | Yes |  | No | No | No | Yes | No | No | No | No | No | No | No | No |  | BCBAAO | [10 empty] | 5.1 | 44751 | 139.53 | 320.7 | 15 | 0.9 | 4000 | 86 | 20 | 85 | 96 | -11 |  | FALSE | FALSE | FALSE | No | No | No | No | Yes | TRUE | FALSE | 240 | 320.7 | 34800 | 44751 | 4000 | 5000 | AC | 120 | 277 |  |  | 44751 | 320.7 | FALSE |  |  |  |  | CCT & Wattage Selectable. Measure code/Incentive based on lowest wattage/lumen output
Hal CLHB-1-WS-CS-UPIRMS (36106) | 86UAPC | 2024-07-29 |  | 60 |  | S-PK96QJ | Halco Lighting Technologies | CLHB-1-WS-CS-UPIRMS (36106) | Indoor Luminaires | High-Bay | High-Bay Luminaires for Commercial and Industrial Buildings |  |  | Premium | FALSE | [16 empty] | 2024-01-22T05:00:00.000Z | Yes | Continuous Dimming to 10% or below | No | ["Multifunction Sensor","Sensor Receptacle","Daylight Sensing","Occupancy Sensing"] | 0-10V Analog | No | No | No | Yes | Yes | Yes | Yes |  | No | No | No | Yes | No | No | No | No | No | No | No | No |  | BCBAAO | [10 empty] | 5.1 | 17681 | 133.93 | 132 | 15 | 0.9 | 4000 | 85 | 19 | 84 | 96 | -11 |  | FALSE | FALSE | FALSE | No | No | No | No | Yes | TRUE | FALSE | 90 | 132 | 9590 | 17681 | 4000 | 5000 | AC | 120 | 277 |  |  | 17681 | 132 | FALSE |  |  |  |  | CCT & Wattage Selectable. Measure code/Incentive based on lowest wattage/lumen output
Hal CLHB-2-WS-CS-U-PIRMS (36113) | 86UCPC | 2024-07-29 |  | 120 |  | S-76T2PM | Halco Lighting Technologies | CLHB-2-WS-CS-U-PIRMS (36113) | Indoor Luminaires | High-Bay | High-Bay Luminaires for Commercial and Industrial Buildings |  |  | Premium | FALSE | [16 empty] | 2024-01-22T05:00:00.000Z | Yes | Continuous Dimming to 10% or below | No | ["Multifunction Sensor","Sensor Receptacle","Daylight Sensing","Occupancy Sensing"] | 0-10V Analog | No | No | No | Yes | Yes | Yes | Yes |  | No | No | No | Yes | No | No | No | No | No | No | No | No |  | BCBAAO | [10 empty] | 5.1 | 22642 | 137.16 | 165.1 | 15 | 0.9 | 4000 | 85 | 19 | 84 | 97 | -11 |  | FALSE | FALSE | FALSE | No | No | No | No | Yes | TRUE | FALSE | 140 | 165.1 | 20020 | 22642 | 4000 | 5000 | AC | 120 | 277 |  |  | 22642 | 165.1 | FALSE |  |  |  |  | CCT & Wattage Selectable. Measure code/Incentive based on lowest wattage/lumen output
Hal CLHB-3-WS-CS-U-PIRMS (36120) | 86UCPC | 2024-07-29 |  | 120 |  | S-8JF4Q5 | Halco Lighting Technologies | CLHB-3-WS-CS-U-PIRMS (36120) | Indoor Luminaires | High-Bay | High-Bay Luminaires for Commercial and Industrial Buildings |  |  | Premium | FALSE | [16 empty] | 2024-01-22T05:00:00.000Z | Yes | Continuous Dimming to 10% or below | No | ["Multifunction Sensor","Sensor Receptacle","Daylight Sensing","Occupancy Sensing"] | 0-10V Analog | No | No | No | Yes | Yes | Yes | Yes |  | No | No | No | Yes | No | No | No | No | No | No | No | No |  | BCBAAO | [10 empty] | 5.1 | 30843 | 138.89 | 222.1 | 15 | 0.9 | 4000 | 86 | 20 | 85 | 97 | -11 |  | FALSE | FALSE | FALSE | No | No | No | No | Yes | TRUE | FALSE | 180 | 222.1 | 25740 | 30843 | 4000 | 5000 | AC | 120 | 277 |  |  | 30843 | 222.1 | FALSE |  |  |  |  | CCT & Wattage Selectable. Measure code/Incentive based on lowest wattage/lumen output
Hal CLHB-4-WS-CS-U-PIRMS (36127) | 86UDPC | 2024-07-29 |  | 135 |  | S-5CVDNW | Halco Lighting Technologies | CLHB-4-WS-CS-U-PIRMS (36127) | Indoor Luminaires | High-Bay | High-Bay Luminaires for Commercial and Industrial Buildings |  |  | Premium | FALSE | [16 empty] | 2024-01-22T05:00:00.000Z | Yes | Continuous Dimming to 10% or below | No | ["Multifunction Sensor","Sensor Receptacle","Daylight Sensing","Occupancy Sensing"] | 0-10V Analog | No | No | No | Yes | Yes | Yes | Yes |  | No | No | No | Yes | No | No | No | No | No | No | No | No |  | BCBAAO | [10 empty] | 5.1 | 44751 | 139.53 | 320.7 | 15 | 0.9 | 4000 | 86 | 20 | 85 | 96 | -11 |  | FALSE | FALSE | FALSE | No | No | No | No | Yes | TRUE | FALSE | 240 | 320.7 | 34800 | 44751 | 4000 | 5000 | AC | 120 | 277 |  |  | 44751 | 320.7 | FALSE |  |  |  |  | CCT & Wattage Selectable. Measure code/Incentive based on lowest wattage/lumen output
Hal LPWP-1-LS-CS-U-BZ (39860) | 87UAP | 2024-07-29 |  | 50 | 807154398607 | S-G2MCVG | Halco Lighting Technologies | LPWP-1-LS-CS-U-BZ (39860) | Outdoor Luminaires | Low Output | Outdoor Non-Cutoff and Semi-Cutoff Wall-Mounted Area Luminaires |  |  | Premium | FALSE | [16 empty] | 2024-06-10T04:00:00.000Z | Yes | Continuous Dimming to 10% or below | No | Occupancy Sensing | 0-10V Analog | No | No | No | No | No | No | Yes |  | No | No | No | Yes | No | No | No | No | No | No | No | No |  | BCBAGD | [7 empty] | 1 | 3 | 2 | 5.1 | 3148 | 131.97 | 23.9 | 15 | 0.9 | 3000 | 82 | 3 | 83 | 97 | -12 |  | FALSE | FALSE | FALSE | No | No | No | No | Yes | TRUE | FALSE | 15 | 23.9 | 1950 | 3148 | 3000 | 5000 | AC | 120 | 277 |  |  | 3148 | 23.9 | FALSE |  |  |  |  | CCT & Wattage Selectable. Measure code/Incentive based on lowest wattage/lumen output
Hal LPWP-2-LS-CS-U-BZ (39861) | 87UAP | 2024-07-29 |  | 50 | 807154398614 | S-0D5KTL | Halco Lighting Technologies | LPWP-2-LS-CS-U-BZ (39861) | Outdoor Luminaires | Mid Output | Outdoor Non-Cutoff and Semi-Cutoff Wall-Mounted Area Luminaires |  |  | Premium | FALSE | [16 empty] | 2024-06-10T04:00:00.000Z | Yes | Continuous Dimming to 10% or below | No | Occupancy Sensing | 0-10V Analog | No | No | No | No | No | No | Yes |  | No | No | No | Yes | No | No | No | No | No | No | No | No |  | BCBAGD | [7 empty] | 1 | 3 | 3 | 5.1 | 7739 | 128.18 | 60.4 | 15 | 0.9 | 3000 | 82 | 3 | 83 | 97 | -12 |  | FALSE | FALSE | FALSE | No | No | No | No | Yes | TRUE | FALSE | 30 | 60.4 | 3900 | 7739 | 3000 | 5000 | AC | 120 | 277 |  |  | 7739 | 60.4 | FALSE |  |  |  |  | CCT & Wattage Selectable. Measure code/Incentive based on lowest wattage/lumen output
Hal LPWP-2-HLS-CS-U-BZ (39862) | 87UBP | 2024-07-29 |  | 80 | 807154398621 | S-SYCR81 | Halco Lighting Technologies | LPWP-2-HLS-CS-U-BZ (39862) | Outdoor Luminaires | High Output | Outdoor Non-Cutoff and Semi-Cutoff Wall-Mounted Area Luminaires |  |  | Premium | FALSE | [16 empty] | 2024-06-10T04:00:00.000Z | Yes | Continuous Dimming to 10% or below | No | Occupancy Sensing | 0-10V Analog | No | No | No | No | No | No | Yes |  | No | No | No | Yes | No | No | No | No | No | No | No | No |  | BCBAGE | [7 empty] | 1 | 3 | 4 | 5.1 | 12947 | 132.14 | 98 | 15 | 0.9 | 3000 | 81 | 3 | 83 | 97 | -12 |  | FALSE | FALSE | FALSE | No | No | No | No | Yes | TRUE | FALSE | 70 | 98 | 9100 | 12947 | 3000 | 5000 | AC | 120 | 277 |  |  | 12947 | 98 | FALSE |  |  |  |  | CCT & Wattage Selectable. Measure code/Incentive based on lowest wattage/lumen output
Hal LPWP-3-LS-CS-U-BZ (39863) | 87UCP | 2024-07-29 |  | 110 | 807154398638 | S-BCTPFM | Halco Lighting Technologies | LPWP-3-LS-CS-U-BZ (39863) | Outdoor Luminaires | High Output | Outdoor Non-Cutoff and Semi-Cutoff Wall-Mounted Area Luminaires |  |  | Premium | FALSE | [16 empty] | 2024-06-10T04:00:00.000Z | Yes | Continuous Dimming to 10% or below | No | Occupancy Sensing | 0-10V Analog | No | No | No | No | No | No | Yes |  | No | No | No | Yes | No | No | No | No | No | No | No | No |  | BCBAGE | [7 empty] | 2 | 4 | 5 | 5.1 | 19291 | 137.06 | 140.8 | 15 | 0.9 | 3000 | 81 | 3 | 83 | 98 | -12 |  | FALSE | FALSE | FALSE | No | No | No | No | Yes | TRUE | FALSE | 100 | 140.8 | 13000 | 19291 | 3000 | 5000 | AC | 120 | 277 |  |  | 19291 | 140.8 | FALSE |  |  |  |  | CCT & Wattage Selectable. Measure code/Incentive based on lowest wattage/lumen output
Hal LPWP-1-LS-CS-U-BZ-MS (107337) | 87UAPC | 2024-07-29 |  | 80 |  | S-G2MCVG | Halco Lighting Technologies | LPWP-1-LS-CS-U-BZ-MS (107337) | Outdoor Luminaires | Low Output | Outdoor Non-Cutoff and Semi-Cutoff Wall-Mounted Area Luminaires |  |  | Premium | FALSE | [16 empty] | 2024-06-10T04:00:00.000Z | Yes | Continuous Dimming to 10% or below | No | Occupancy Sensing | 0-10V Analog | No | No | No | No | No | No | Yes |  | No | No | No | Yes | No | No | No | No | No | No | No | No |  | BCBAGD | [7 empty] | 1 | 3 | 2 | 5.1 | 3148 | 131.97 | 23.9 | 15 | 0.9 | 3000 | 82 | 3 | 83 | 97 | -12 |  | FALSE | FALSE | FALSE | No | No | No | No | Yes | TRUE | FALSE | 15 | 23.9 | 1950 | 3148 | 3000 | 5000 | AC | 120 | 277 |  |  | 3148 | 23.9 | FALSE |  |  |  |  | CCT & Wattage Selectable. Measure code/Incentive based on lowest wattage/lumen output
Hal LPWP-2-LS-CS-U-BZ-MS (107316) | 87UAPC | 2024-07-29 |  | 80 |  | S-0D5KTL | Halco Lighting Technologies | LPWP-2-LS-CS-U-BZ-MS (107316) | Outdoor Luminaires | Mid Output | Outdoor Non-Cutoff and Semi-Cutoff Wall-Mounted Area Luminaires |  |  | Premium | FALSE | [16 empty] | 2024-06-10T04:00:00.000Z | Yes | Continuous Dimming to 10% or below | No | Occupancy Sensing | 0-10V Analog | No | No | No | No | No | No | Yes |  | No | No | No | Yes | No | No | No | No | No | No | No | No |  | BCBAGD | [7 empty] | 1 | 3 | 3 | 5.1 | 7739 | 128.18 | 60.4 | 15 | 0.9 | 3000 | 82 | 3 | 83 | 97 | -12 |  | FALSE | FALSE | FALSE | No | No | No | No | Yes | TRUE | FALSE | 30 | 60.4 | 3900 | 7739 | 3000 | 5000 | AC | 120 | 277 |  |  | 7739 | 60.4 | FALSE |  |  |  |  | CCT & Wattage Selectable. Measure code/Incentive based on lowest wattage/lumen output
Hal LPWP-2-HLS-CS-U-BZ-MS (107319) | 87UBPC | 2024-07-29 |  | 110 |  | S-SYCR81 | Halco Lighting Technologies | LPWP-2-HLS-CS-U-BZ-MS (107319) | Outdoor Luminaires | High Output | Outdoor Non-Cutoff and Semi-Cutoff Wall-Mounted Area Luminaires |  |  | Premium | FALSE | [16 empty] | 2024-06-10T04:00:00.000Z | Yes | Continuous Dimming to 10% or below | No | Occupancy Sensing | 0-10V Analog | No | No | No | No | No | No | Yes |  | No | No | No | Yes | No | No | No | No | No | No | No | No |  | BCBAGE | [7 empty] | 1 | 3 | 4 | 5.1 | 12947 | 132.14 | 98 | 15 | 0.9 | 3000 | 81 | 3 | 83 | 97 | -12 |  | FALSE | FALSE | FALSE | No | No | No | No | Yes | TRUE | FALSE | 70 | 98 | 9100 | 12947 | 3000 | 5000 | AC | 120 | 277 |  |  | 12947 | 98 | FALSE |  |  |  |  | CCT & Wattage Selectable. Measure code/Incentive based on lowest wattage/lumen output
Hal LPWP-3-LS-CS-U-BZ-MS (107322) | 87UCPC | 2024-07-29 |  | 150 |  | S-BCTPFM | Halco Lighting Technologies | LPWP-3-LS-CS-U-BZ-MS (107322) | Outdoor Luminaires | High Output | Outdoor Non-Cutoff and Semi-Cutoff Wall-Mounted Area Luminaires |  |  | Premium | FALSE | [16 empty] | 2024-06-10T04:00:00.000Z | Yes | Continuous Dimming to 10% or below | No | Occupancy Sensing | 0-10V Analog | No | No | No | No | No | No | Yes |  | No | No | No | Yes | No | No | No | No | No | No | No | No |  | BCBAGE | [7 empty] | 2 | 4 | 5 | 5.1 | 19291 | 137.06 | 140.8 | 15 | 0.9 | 3000 | 81 | 3 | 83 | 98 | -12 |  | FALSE | FALSE | FALSE | No | No | No | No | Yes | TRUE | FALSE | 100 | 140.8 | 13000 | 19291 | 3000 | 5000 | AC | 120 | 277 |  |  | 19291 | 140.8 | FALSE |  |  |  |  | CCT & Wattage Selectable. Measure code/Incentive based on lowest wattage/lumen output
Hal LPWP-1-LS-CS-U-BZ-PIR (107338) | 87UAPC | 2024-07-29 |  | 80 |  | S-G2MCVG | Halco Lighting Technologies | LPWP-1-LS-CS-U-BZ-PIR (107338) | Outdoor Luminaires | Low Output | Outdoor Non-Cutoff and Semi-Cutoff Wall-Mounted Area Luminaires |  |  | Premium | FALSE | [16 empty] | 2024-06-10T04:00:00.000Z | Yes | Continuous Dimming to 10% or below | No | Occupancy Sensing | 0-10V Analog | No | No | No | No | No | No | Yes |  | No | No | No | Yes | No | No | No | No | No | No | No | No |  | BCBAGD | [7 empty] | 1 | 3 | 2 | 5.1 | 3148 | 131.97 | 23.9 | 15 | 0.9 | 3000 | 82 | 3 | 83 | 97 | -12 |  | FALSE | FALSE | FALSE | No | No | No | No | Yes | TRUE | FALSE | 15 | 23.9 | 1950 | 3148 | 3000 | 5000 | AC | 120 | 277 |  |  | 3148 | 23.9 | FALSE |  |  |  |  | CCT & Wattage Selectable. Measure code/Incentive based on lowest wattage/lumen output
Hal LPWP-2-LS-CS-U-BZ-PIR (107325) | 87UAPC | 2024-07-29 |  | 80 |  | S-0D5KTL | Halco Lighting Technologies | LPWP-2-LS-CS-U-BZ-PIR (107325) | Outdoor Luminaires | Mid Output | Outdoor Non-Cutoff and Semi-Cutoff Wall-Mounted Area Luminaires |  |  | Premium | FALSE | [16 empty] | 2024-06-10T04:00:00.000Z | Yes | Continuous Dimming to 10% or below | No | Occupancy Sensing | 0-10V Analog | No | No | No | No | No | No | Yes |  | No | No | No | Yes | No | No | No | No | No | No | No | No |  | BCBAGD | [7 empty] | 1 | 3 | 3 | 5.1 | 7739 | 128.18 | 60.4 | 15 | 0.9 | 3000 | 82 | 3 | 83 | 97 | -12 |  | FALSE | FALSE | FALSE | No | No | No | No | Yes | TRUE | FALSE | 30 | 60.4 | 3900 | 7739 | 3000 | 5000 | AC | 120 | 277 |  |  | 7739 | 60.4 | FALSE |  |  |  |  | CCT & Wattage Selectable. Measure code/Incentive based on lowest wattage/lumen output
Hal LPWP-2-HLS-CS-U-BZ-PIR (107327) | 87UBPC | 2024-07-29 |  | 110 |  | S-SYCR81 | Halco Lighting Technologies | LPWP-2-HLS-CS-U-BZ-PIR (107327) | Outdoor Luminaires | High Output | Outdoor Non-Cutoff and Semi-Cutoff Wall-Mounted Area Luminaires |  |  | Premium | FALSE | [16 empty] | 2024-06-10T04:00:00.000Z | Yes | Continuous Dimming to 10% or below | No | Occupancy Sensing | 0-10V Analog | No | No | No | No | No | No | Yes |  | No | No | No | Yes | No | No | No | No | No | No | No | No |  | BCBAGE | [7 empty] | 1 | 3 | 4 | 5.1 | 12947 | 132.14 | 98 | 15 | 0.9 | 3000 | 81 | 3 | 83 | 97 | -12 |  | FALSE | FALSE | FALSE | No | No | No | No | Yes | TRUE | FALSE | 70 | 98 | 9100 | 12947 | 3000 | 5000 | AC | 120 | 277 |  |  | 12947 | 98 | FALSE |  |  |  |  | CCT & Wattage Selectable. Measure code/Incentive based on lowest wattage/lumen output
Hal LPWP-3-LS-CS-U-BZ-PIR (107332) | 87UCPC | 2024-07-29 |  | 150 |  | S-BCTPFM | Halco Lighting Technologies | LPWP-3-LS-CS-U-BZ-PIR (107332) | Outdoor Luminaires | High Output | Outdoor Non-Cutoff and Semi-Cutoff Wall-Mounted Area Luminaires |  |  | Premium | FALSE | [16 empty] | 2024-06-10T04:00:00.000Z | Yes | Continuous Dimming to 10% or below | No | Occupancy Sensing | 0-10V Analog | No | No | No | No | No | No | Yes |  | No | No | No | Yes | No | No | No | No | No | No | No | No |  | BCBAGE | [7 empty] | 2 | 4 | 5 | 5.1 | 19291 | 137.06 | 140.8 | 15 | 0.9 | 3000 | 81 | 3 | 83 | 98 | -12 |  | FALSE | FALSE | FALSE | No | No | No | No | Yes | TRUE | FALSE | 100 | 140.8 | 13000 | 19291 | 3000 | 5000 | AC | 120 | 277 |  |  | 19291 | 140.8 | FALSE |  |  |  |  | CCT & Wattage Selectable. Measure code/Incentive based on lowest wattage/lumen output
Hal LS4/36U40 (10240) | 89UA | 2024-07-29 |  | 8 | 807154102402 | S-0ZOIAX | Halco Lighting Technologies | LS4/36U40 (10240) | Indoor Luminaires | Linear Ambient | Direct Linear Ambient Luminaires |  |  | Standard | FALSE | [16 empty] | 2022-08-26T04:00:00.000Z | Yes | Continuous Dimming to 10% or below | No | Multifunction Sensor | 0-10V Analog | No | No | No | Yes | No | No | No |  | No | No | No | Yes | No | No | No | No | No | No | No | No |  | BBBGCN | [10 empty] | 5.1 | 4824 | 134 | 36 | 20 | 0.9 | 4000 | 80 | 7 | 83 | 98 | -12 | 4 | FALSE | FALSE | FALSE | No | No | No | No | No | FALSE | FALSE | [6 empty] | AC | 120 | 277 |  |  | 4824 | 36 | FALSE
Hal LS4/36U50 (10241) | 89UA | 2024-07-29 |  | 8 | 807154102419 | S-LPRFXG | Halco Lighting Technologies | LS4/36U50 (10241) | Indoor Luminaires | Linear Ambient | Direct Linear Ambient Luminaires |  |  | Standard | TRUE |  | 120 | 4679 | 137.01 | 34.2 | 5.6 | 0.933 | 5070 | 82 | 9 | 83 | 98 | -12 | 0.00182 | 5 |  | 2022-08-26T04:00:00.000Z | Yes | Continuous Dimming to 10% or below | No | Multifunction Sensor | 0-10V Analog | No | No | No | Yes | No | No | No |  | No | No | No | Yes | No | No | No | No | No | No | No | No |  | BBBGCN | [10 empty] | 5.1 | 4932 | 137 | 36 | 20 | 0.9 | 5000 | 80 | 9 | 83 | 98 | -12 | 4 | FALSE | FALSE | FALSE | No | No | No | No | No | FALSE | FALSE | [6 empty] | AC | 120 | 277 |  |  | 4932 | 36 | FALSE
Hal LS8/72U40 (10243) | 89UB | 2024-07-29 |  | 20 | 807154102433 | S-FX76Q9 | Halco Lighting Technologies | LS8/72U40 (10243) | Indoor Luminaires | Linear Ambient | Direct Linear Ambient Luminaires |  |  | Standard | FALSE | [16 empty] | 2022-08-26T04:00:00.000Z | Yes | Continuous Dimming to 10% or below | No | Multifunction Sensor | 0-10V Analog | No | No | No | Yes | No | No | No |  | No | No | No | Yes | No | No | No | No | No | No | No | No |  | BBBGCN | [10 empty] | 5.1 | 9648 | 134 | 72 | 20 | 0.9 | 4000 | 80 | 7 | 83 | 98 | -12 | 8 | FALSE | FALSE | FALSE | No | No | No | No | No | FALSE | FALSE | [6 empty] | AC | 120 | 277 |  |  | 9648 | 72 | FALSE
Hal LS8/72U50 (10244) | 89UB | 2024-07-29 |  | 20 | 807154102440 | S-PQ1RGU | Halco Lighting Technologies | LS8/72U50 (10244) | Indoor Luminaires | Linear Ambient | Direct Linear Ambient Luminaires |  |  | Standard | FALSE | [16 empty] | 2022-08-26T04:00:00.000Z | Yes | Continuous Dimming to 10% or below | No | Multifunction Sensor | 0-10V Analog | No | No | No | Yes | No | No | No |  | No | No | No | Yes | No | No | No | No | No | No | No | No |  | BBBGCN | [10 empty] | 5.1 | 9792 | 137 | 72 | 20 | 0.9 | 5000 | 80 | 9 | 83 | 98 | -12 | 8 | FALSE | FALSE | FALSE | No | No | No | No | No | FALSE | FALSE | [6 empty] | AC | 120 | 277 |  |  | 9792 | 72 | FALSE
Hal LS4-WS-CS-U (90241) | 89UA | 2024-07-29 |  | 8 | 807154902415 | S-65HZAQ | Halco Lighting Technologies | LS4-WS-CS-U (90241) | Indoor Luminaires | Linear Ambient | Direct Linear Ambient Luminaires |  |  | Standard | TRUE |  | 120 | 6346 | 122.9 | 51.6 | 10.6 | 0.961 | 3454 | 85 | 21 | 85 | 97 | -10 | -0.0009 | 5 |  | 2022-05-05T04:00:00.000Z | Yes | Continuous Dimming to 10% or below |  |  |  |  | No | No | No | No | No | Yes |  | No | No | No | Yes | No | No | No | No | No | No | No | No |  | EMWANZ | [10 empty] | 5.1 | 6346 | 122.9 | 51.6 | 10.6 | 0.961 | 3500 | 85 | 21 | 85 | 97 | -10 | 4 | FALSE | FALSE | FALSE | No | No | No | No | Yes | TRUE | FALSE | 30 | 51.6 | 3900 | 6346 | 3500 | 5000 | AC | 120 | 277 |  |  | 6346 | 51.6 | FALSE |  |  |  |  | CCT & Wattage Selectable
Hal LS8-WS-CS-U (90242) | 89UB | 2024-07-29 |  | 20 | 807154902422 | S-98VWGZ | Halco Lighting Technologies | LS8-WS-CS-U (90242) | Indoor Luminaires | Linear Ambient | Direct Linear Ambient Luminaires |  |  | Standard | FALSE | [16 empty] | 2022-05-05T04:00:00.000Z | Yes | Continuous Dimming to 10% or below |  |  |  |  | No | No | No | No | No | Yes |  | No | No | No | Yes | No | No | No | No | No | No | No | No |  | EMWANZ | [10 empty] | 5.1 | 9061 | 129.72 | 69.9 | 16.2 | 0.912 | 3500 | 85 | 22 | 85 | 97 | -10 | 8 | FALSE | FALSE | FALSE | No | No | No | No | Yes | TRUE | FALSE | 50 | 69.9 | 6500 | 9061 | 3500 | 5000 | AC | 120 | 277 |  |  | 9061 | 69.9 | FALSE |  |  |  |  | CCT & Wattage Selectable
Hal LS8-WS-CS-U-PIR (90303) | 86UAC | 2024-07-29 |  | 30 |  | S-7UAEV5 | Halco Lighting Technologies | LS8-WS-CS-U-PIR (90303) | Indoor Luminaires | Low-Bay | Low-Bay Luminaires for Commercial and Industrial Buildings |  |  | Standard | FALSE | [16 empty] | 2023-01-24T05:00:00.000Z | Yes | Continuous Dimming to 10% or below |  |  |  |  | No | No | No | No | No | Yes |  | No | No | No | Yes | No | No | No | No | No | No | No | No |  | GGGGYE | [10 empty] | 5.1 | 9343 | 136.67 | 68.4 | 13 | 0.92 | 3500 | 85 | 20 | 86 | 96 | -10 | 8 | FALSE | FALSE | FALSE | No | No | No | No | Yes | TRUE | FALSE | 50 | 68.4 | 6500 | 9343 | 3500 | 5000 | AC | 120 | 277 |  |  | 9343 | 68.4 | FALSE |  |  |  |  | CCT & Wattage Selectable. Measure code/Incentive based on lowest wattage/lumen output
Hal LWA-4-WS-CS-U-MS (100023) | 93UP | 2024-07-29 |  | 50 |  | S-K71EIL | Halco Lighting Technologies | LWA-4-WS-CS-U-MS (100023) | Outdoor Luminaires | Mid Output | Stairwell and Passageway Luminaires |  |  | Premium | FALSE | [14 empty] | 5 | 50000 | 2024-05-09T04:00:00.000Z | Yes | Continuous Dimming to 10% or below | No | Multifunction Sensor | 0-10V Analog | No | No | No | Yes | No | No | No |  | No | No | No | Yes | No | No | No | No | No | No | No | No |  | EEEHCK | [7 empty] | 2 | 3 | 1 | 5.1 | 5200 | 130 | 40 | 10 | 0.9 | 3500 | 82 | 15 | 85 | 93 | -12 |  | FALSE | FALSE | FALSE | No | No | No | No | Yes | TRUE | FALSE | 20 | 40 | 2680 | 5200 | 3500 | 5000 | AC | 120 | 277 |  |  | 5200 | 40 | FALSE |  |  |  |  | CCT & Wattage Selectable
Hal LWA-4-WS-CS-U (90381) | 89UA | 2024-07-29 |  | 8 | 807154903818 | S-UFT3QW | Halco Lighting Technologies | LWA-4-WS-CS-U (90381) | Indoor Luminaires | Linear Ambient | Direct Linear Ambient Luminaires |  |  | Standard | TRUE |  | 120 | 5116 | 129.9 | 39.4 | 5.4 | 0.98 | 3440 | 84 | 9 | 85 | 95 | -12 | 0.00048 | 5 | 50000 | 2024-05-09T04:00:00.000Z | Yes | Continuous Dimming to 10% or below | No | Multifunction Sensor | 0-10V Analog | No | No | No | Yes | No | No | No |  | No | No | No | Yes | No | No | No | No | No | No | No | No |  | EEEHCL | [10 empty] | 5.1 | 5200 | 130 | 40 | 10 | 0.9 | 3500 | 82 | 15 | 85 | 93 | -12 | 4 | FALSE | FALSE | FALSE | No | No | No | No | Yes | TRUE | FALSE | 20 | 40 | 2680 | 5200 | 3500 | 5000 | AC | 120 | 277 |  |  | 5200 | 40 | FALSE |  |  |  |  | CCT & Wattage Selectable
Hal LWA-2-WS-CS-U (90380) | 89UA | 2024-07-29 |  | 8 | 807154903801 | S-XV248J | Halco Lighting Technologies | LWA-2-WS-CS-U (90380) | Indoor Luminaires | Linear Ambient | Direct Linear Ambient Luminaires |  |  | Standard | TRUE |  | 120 | 3133 | 128.9 | 24.3 | 5.1 | 0.965 | 3437 | 84 | 10 | 85 | 95 | -12 | 0.00044 | 5 | 50000 | 2024-05-09T04:00:00.000Z | Yes | Continuous Dimming to 10% or below | No | Multifunction Sensor | 0-10V Analog | No | No | No | Yes | No | No | No |  | No | No | No | Yes | No | No | No | No | No | No | No | No |  | EEEHCL | [10 empty] | 5.1 | 3250 | 130 | 25 | 10 | 0.9 | 3500 | 82 | 15 | 85 | 93 | -12 | 2 | FALSE | FALSE | FALSE | No | No | No | No | Yes | TRUE | FALSE | 15 | 25 | 2010 | 3250 | 3500 | 5000 | AC | 120 | 277 |  |  | 3250 | 25 | FALSE |  |  |  |  | CCT & Wattage Selectable
Hal LWA-D23U2-40/MS (10300+10313) | 93UP | 2024-07-29 |  | 50 | 807154103003+807154103133 | S-O1GK68 | Halco Lighting Technologies | LWA-D23U2-40/MS (10300+10313) | Outdoor Luminaires | Low Output | Stairwell and Passageway Luminaires |  |  | Standard | FALSE | [16 empty] | 2022-08-26T04:00:00.000Z | Yes | Continuous Dimming to 10% or below | No | Multifunction Sensor | 0-10V Analog | No | No | No | Yes | No | No | No |  | No | No | No | Yes | No | No | No | No | No | No | No | No |  | BBBGCL | [7 empty] | 1 | 3 | 1 | 5.1 | 3013 | 131 | 23 | 20 | 0.9 | 4000 | 80 | 6 | 83 | 98 | -12 | 2 | FALSE | FALSE | FALSE | No | No | No | No | No | FALSE | FALSE | [6 empty] | AC | 120 | 277 |  |  | 3013 | 23 | FALSE |  |  |  |  | Must included integrated Motion Sensor with minimum 50% light output.
Hal LWA-D23U2-50/MS (10305+10313) | 93UP | 2024-07-29 |  | 50 | 807154103058+807154103133 | S-OUQMWG | Halco Lighting Technologies | LWA-D23U2-50/MS (10305+10313) | Outdoor Luminaires | Low Output | Stairwell and Passageway Luminaires |  |  | Standard | TRUE |  | 120 | 2934 | 132.12 | 22.2 | 7.9 | 0.916 | 4929 | 82 | 8 | 83 | 98 | -12 | 0.00254 | 5 |  | 2022-08-26T04:00:00.000Z | Yes | Continuous Dimming to 10% or below | No | Multifunction Sensor | 0-10V Analog | No | No | No | Yes | No | No | No |  | No | No | No | Yes | No | No | No | No | No | No | No | No |  | BBBGCL |  |  |  |  | 1 | 3 | 1 | 1 | 3 | 1 | 5.1 | 3056 | 132 | 23 | 20 | 0.9 | 5000 | 80 | 8 | 83 | 98 | -12 | 2 | FALSE | FALSE | FALSE | No | No | No | No | No | FALSE | FALSE | [6 empty] | AC | 120 | 277 |  |  | 3056 | 23 | FALSE |  |  |  |  | Must included integrated Motion Sensor with minimum 50% light output.
Hal LWA-D46U4-40/MS (10301+10313) | 93UP | 2024-07-29 |  | 50 | 807154103010+807154103133 | S-X5N8SI | Halco Lighting Technologies | LWA-D46U4-40/MS (10301+10313) | Outdoor Luminaires | Mid Output | Stairwell and Passageway Luminaires |  |  | Standard | FALSE | [16 empty] | 2022-08-26T04:00:00.000Z | Yes | Continuous Dimming to 10% or below | No | Multifunction Sensor | 0-10V Analog | No | No | No | Yes | No | No | No |  | No | No | No | Yes | No | No | No | No | No | No | No | No |  | BBBGCL | [7 empty] | 2 | 3 | 1 | 5.1 | 6164 | 134 | 46 | 20 | 0.9 | 4000 | 80 | 5 | 83 | 98 | -12 | 4 | FALSE | FALSE | FALSE | No | No | No | No | No | FALSE | FALSE | [6 empty] | AC | 120 | 277 |  |  | 6164 | 46 | FALSE |  |  |  |  | Must included integrated Motion Sensor with minimum 50% light output.
Hal LWA-D46U4-50/MS (10306+10313) | 93UP | 2024-07-29 |  | 50 | 807154103065+807154103133 | S-ZR3EVO | Halco Lighting Technologies | LWA-D46U4-50/MS (10306+10313) | Outdoor Luminaires | Mid Output | Stairwell and Passageway Luminaires |  |  | Standard | FALSE | [16 empty] | 2022-08-26T04:00:00.000Z | Yes | Continuous Dimming to 10% or below | No | Multifunction Sensor | 0-10V Analog | No | No | No | Yes | No | No | No |  | No | No | No | Yes | No | No | No | No | No | No | No | No |  | BBBGCL | [7 empty] | 2 | 3 | 1 | 5.1 | 6256 | 136 | 46 | 20 | 0.9 | 5000 | 80 | 5 | 83 | 98 | -12 | 4 | FALSE | FALSE | FALSE | No | No | No | No | No | FALSE | FALSE | [6 empty] | AC | 120 | 277 |  |  | 6256 | 46 | FALSE |  |  |  |  | Must included integrated Motion Sensor with minimum 50% light output.
Hal FPL-14-LS-CS-UNV (90518) | 88UBP | 2024-08-05 |  | 20 | 807154905188 | S-F1QNY9 | Halco Lighting Technologies | FPL-14-LS-CS-UNV (90518) | Indoor Luminaires | Troffer | 1x4 Luminaires for Ambient Lighting of Interior Commercial Spaces |  |  | Premium | TRUE |  | 120 | 3747 | 126 | 29.8 | [9 empty] | 5 | 50000 | 2024-07-15T04:00:00.000Z | No | Continuous Dimming to 10% or below | No | No | 0-10V Analog | No | No | No | No | No | No | No |  | No | No | No | Yes | No | No | No | No | No | No | No | No |  | XXXFRI | [10 empty] | 5.1 | 3747 | 125.71 | 29.8 | 12 | 0.981 | 3500 | 84 | 11 | 84 | 96 | -12 |  |  | FALSE |  | No | No | No | No | Yes | TRUE | FALSE | 20 | 29.8 | 2500 | 3747 | 3500 | 5000 | AC | 120 | 277 |  |  | 3747 | 29.8 | FALSE |  |  |  |  | CCT & Wattage Selectable
Hal FPL-22-LS-CS-UNV (90519) | 88UBP | 2024-08-05 |  | 20 | 807154905195 | S-PY70HL | Halco Lighting Technologies | FPL-22-LS-CS-UNV (90519) | Indoor Luminaires | Troffer | 2x2 Luminaires for Ambient Lighting of Interior Commercial Spaces |  |  | Premium | TRUE |  | 277 | 4296 | 124.44 | 34.5 | 13.1 | 0.969 | 3584 | 84 | 11 | 84 | 96 | -12 |  | 5 | 50000 | 2024-07-15T04:00:00.000Z | No | Continuous Dimming to 10% or below | No | No | 0-10V Analog | No | No | No | No | No | No | No |  | No | No | No | Yes | No | No | No | No | No | No | No | No |  | XXXFRH | [10 empty] | 5.1 | 4376 | 125.52 | 34.9 | 13 | 0.97 | 3500 | 84 | 11 | 84 | 96 | -11 |  |  | FALSE |  | No | No | No | No | Yes | TRUE | FALSE | 20 | 34.9 | 2500 | 4376 | 3500 | 5000 | AC | 120 | 277 |  |  | 4376 | 34.9 | FALSE |  |  |  |  | CCT & Wattage Selectable
Hal FPL-24-LS-CS-UNV (90520) | 88UCP | 2024-08-05 |  | 30 | 807154905201 | S-GG0Y38 | Halco Lighting Technologies | FPL-24-LS-CS-UNV (90520) | Indoor Luminaires | Troffer | 2x4 Luminaires for Ambient Lighting of Interior Commercial Spaces |  |  | Premium | TRUE |  | 120 | 5660 | 125 | 45.2 | [9 empty] | 5 | 50000 | 2024-07-15T04:00:00.000Z | No | Continuous Dimming to 10% or below | No | No | 0-10V Analog | No | No | No | No | No | No | No |  | No | No | No | Yes | No | No | No | No | No | No | No | No |  | XXXFRH | [10 empty] | 5.1 | 5660 | 125.18 | 45.2 | 12.1 | 0.976 | 3500 | 84 | 13 | 84 | 97 | -11 |  |  | FALSE |  | No | No | No | No | Yes | TRUE | FALSE | 30 | 45.2 | 3750 | 5660 | 3500 | 5000 | AC | 120 | 277 |  |  | 5660 | 45.2 | FALSE |  |  |  |  | CCT & Wattage Selectable
Hal FPLCR-14-LS-CS-UNV (90521) | 88UBP | 2024-08-05 |  | 20 | 807154905218 | S-Y81XLN | Halco Lighting Technologies | FPLCR-14-LS-CS-UNV (90521) | Indoor Luminaires | Troffer | 1x4 Luminaires for Ambient Lighting of Interior Commercial Spaces |  |  | Premium | TRUE |  | 277 | 3694 | 124.6 | 29.7 | 12.6 | 0.969 | 3507 | 84 | 11 | 84 | 95 | -12 |  | 5 | 50000 | 2024-07-15T04:00:00.000Z | Yes | Continuous Dimming to 10% or below | LLLC | ["Multifunction Sensor","Daylight Sensing","Occupancy Sensing"] | 0-10V Analog | Bluetooth | No | No | Yes | No | Yes | Yes | HAISEN BLUE | No | No | No | Yes | No | No | No | No | No | Yes | No | No |  | XXXFRI | [10 empty] | 5.1 | 3728 | 126.08 | 29.6 | 12.5 | 0.98 | 3500 | 84 | 11 | 84 | 96 | -12 |  |  | FALSE |  | No | No | No | No | Yes | TRUE | FALSE | 20 | 29.6 | 2500 | 3728 | 3500 | 5000 | AC | 120 | 277 |  |  | 3728 | 29.6 | FALSE |  |  |  |  | CCT & Wattage Selectable
Hal FPLCR-22-LS-CS-UNV (90522) | 88UBP | 2024-08-05 |  | 20 | 807154905225 | S-0690JJ | Halco Lighting Technologies | FPLCR-22-LS-CS-UNV (90522) | Indoor Luminaires | Troffer | 2x2 Luminaires for Ambient Lighting of Interior Commercial Spaces |  |  | Premium | FALSE | [16 empty] | 2024-07-15T04:00:00.000Z | Yes | Continuous Dimming to 10% or below | LLLC | ["Multifunction Sensor","Daylight Sensing","Occupancy Sensing"] | 0-10V Analog | Bluetooth | No | No | Yes | No | Yes | Yes | HAISEN BLUE | No | No | No | Yes | No | No | No | No | No | Yes | No | No |  | XXXFRH | [10 empty] | 5.1 | 4364 | 125.81 | 34.7 | 12.2 | 0.969 | 3500 | 84 | 12 | 84 | 96 | -11 |  |  | FALSE |  | No | No | No | No | Yes | TRUE | FALSE | 20 | 34.7 | 2500 | 4364 | 3500 | 5000 | AC | 120 | 277 |  |  | 4364 | 34.7 | FALSE |  |  |  |  | CCT & Wattage Selectable
Hal FPLCR-24-LS-CS-UNV (90523) | 88UCP | 2024-08-05 |  | 30 | 807154905232 | S-7QC1WH | Halco Lighting Technologies | FPLCR-24-LS-CS-UNV (90523) | Indoor Luminaires | Troffer | 2x4 Luminaires for Ambient Lighting of Interior Commercial Spaces |  |  | Premium | TRUE |  | 120 | 5606 | 125.33 | 44.7 | 12 | 0.975 | 3576 | 84 | 11 | 84 | 96 | -12 |  | 5 | 50000 | 2024-07-15T04:00:00.000Z | Yes | Continuous Dimming to 10% or below | LLLC | ["Multifunction Sensor","Daylight Sensing","Occupancy Sensing"] | 0-10V Analog | Bluetooth | No | No | Yes | No | Yes | Yes | HAISEN BLUE | No | No | No | Yes | No | No | No | No | No | Yes | No | No |  | XXXFRH | [10 empty] | 5.1 | 5606 | 125.33 | 44.7 | 12 | 0.976 | 3500 | 84 | 11 | 84 | 96 | -11 |  |  | FALSE |  | No | No | No | No | Yes | TRUE | FALSE | 30 | 44.7 | 3750 | 5606 | 3500 | 5000 | AC | 120 | 277 |  |  | 5606 | 44.7 | FALSE |  |  |  |  | CCT & Wattage Selectable
Hal FPLCR-14-LS-CS-UNV (90521)+HSN-SEN-PIR-DAY-010-3.5MM (90550) | 88UBPC | 2024-08-05 |  | 30 | 807154905218+807154905508 | S-Y81XLN | Halco Lighting Technologies | FPLCR-14-LS-CS-UNV (90521)+HSN-SEN-PIR-DAY-010-3.5MM (90550) | Indoor Luminaires | Troffer | 1x4 Luminaires for Ambient Lighting of Interior Commercial Spaces |  |  | Premium | TRUE |  | 277 | 3694 | 124.6 | 29.7 | 12.6 | 0.969 | 3507 | 84 | 11 | 84 | 95 | -12 |  | 5 | 50000 | 2024-07-15T04:00:00.000Z | Yes | Continuous Dimming to 10% or below | LLLC | ["Multifunction Sensor","Daylight Sensing","Occupancy Sensing"] | 0-10V Analog | Bluetooth | No | No | Yes | No | Yes | Yes | HAISEN BLUE | No | No | No | Yes | No | No | No | No | No | Yes | No | No |  | XXXFRI | [10 empty] | 5.1 | 3728 | 126.08 | 29.6 | 12.5 | 0.98 | 3500 | 84 | 11 | 84 | 96 | -12 |  |  | FALSE |  | No | No | No | No | Yes | TRUE | FALSE | 20 | 29.6 | 2500 | 3728 | 3500 | 5000 | AC | 120 | 277 |  |  | 3728 | 29.6 | FALSE |  |  |  |  | CCT & Wattage Selectable
Hal FPLCR-22-LS-CS-UNV (90522)+HSN-SEN-PIR-DAY-010-3.5MM (90550) | 88UBPC | 2024-08-05 |  | 30 | 807154905225+807154905508 | S-0690JJ | Halco Lighting Technologies | FPLCR-22-LS-CS-UNV (90522)+HSN-SEN-PIR-DAY-010-3.5MM (90550) | Indoor Luminaires | Troffer | 2x2 Luminaires for Ambient Lighting of Interior Commercial Spaces |  |  | Premium | FALSE | [16 empty] | 2024-07-15T04:00:00.000Z | Yes | Continuous Dimming to 10% or below | LLLC | ["Multifunction Sensor","Daylight Sensing","Occupancy Sensing"] | 0-10V Analog | Bluetooth | No | No | Yes | No | Yes | Yes | HAISEN BLUE | No | No | No | Yes | No | No | No | No | No | Yes | No | No |  | XXXFRH | [10 empty] | 5.1 | 4364 | 125.81 | 34.7 | 12.2 | 0.969 | 3500 | 84 | 12 | 84 | 96 | -11 |  |  | FALSE |  | No | No | No | No | Yes | TRUE | FALSE | 20 | 34.7 | 2500 | 4364 | 3500 | 5000 | AC | 120 | 277 |  |  | 4364 | 34.7 | FALSE |  |  |  |  | CCT & Wattage Selectable
Hal FPLCR-24-LS-CS-UNV (90523)+HSN-SEN-PIR-DAY-010-3.5MM (90550) | 88UCPC | 2024-08-05 |  | 40 | 807154905232+807154905508 | S-7QC1WH | Halco Lighting Technologies | FPLCR-24-LS-CS-UNV (90523)+HSN-SEN-PIR-DAY-010-3.5MM (90550) | Indoor Luminaires | Troffer | 2x4 Luminaires for Ambient Lighting of Interior Commercial Spaces |  |  | Premium | TRUE |  | 120 | 5606 | 125.33 | 44.7 | 12 | 0.975 | 3576 | 84 | 11 | 84 | 96 | -12 |  | 5 | 50000 | 2024-07-15T04:00:00.000Z | Yes | Continuous Dimming to 10% or below | LLLC | ["Multifunction Sensor","Daylight Sensing","Occupancy Sensing"] | 0-10V Analog | Bluetooth | No | No | Yes | No | Yes | Yes | HAISEN BLUE | No | No | No | Yes | No | No | No | No | No | Yes | No | No |  | XXXFRH | [10 empty] | 5.1 | 5606 | 125.33 | 44.7 | 12 | 0.976 | 3500 | 84 | 11 | 84 | 96 | -11 |  |  | FALSE |  | No | No | No | No | Yes | TRUE | FALSE | 30 | 44.7 | 3750 | 5606 | 3500 | 5000 | AC | 120 | 277 |  |  | 5606 | 44.7 | FALSE |  |  |  |  | CCT & Wattage Selectable
Hal LWA-2-WS-CS-U (90380) | 89UA | 2024-08-05 |  | 8 | 807154903801 | S-5X8QYS | Halco Lighting Technologies | LWA-2-WS-CS-U (90380) | Indoor Luminaires | Linear Ambient | Direct Linear Ambient Luminaires |  |  | Standard | TRUE |  | 120 | 3133 | 128.9 | 24.3 | 5.1 | 0.965 | 3437 | 84 | 10 | 85 | 95 | -12 | 0.00044 | 5 |  | 2023-03-14T04:00:00.000Z | Yes | Continuous Dimming to 10% or below |  |  |  |  | No | No | No | No | No | No | No | No | No | No | Yes | No | No | No | No | No | No | No | No |  | EEEHDF | [10 empty] | 5.1 | 3250 | 130 | 25 | 10 | 0.9 | 3500 | 82 | 15 | 85 | 93 | -12 | 2 | FALSE | FALSE | FALSE | No | No | No | No | Yes | TRUE | FALSE | 15 | 25 | 2010 | 3250 | 3500 | 5000 | AC | 120 | 277 |  |  | 3250 | 25 | FALSE |  |  |  |  | CCT & Wattage Selectable
Hal LWA-4-WS-CS-U (90381) | 89UA | 2024-08-05 |  | 8 | 807154903818 | S-482PY3 | Halco Lighting Technologies | LWA-4-WS-CS-U (90381) | Indoor Luminaires | Linear Ambient | Direct Linear Ambient Luminaires |  |  | Standard | TRUE |  | 120 | 5116 | 129.9 | 39.4 | 5.4 | 0.98 | 3440 | 84 | 9 | 85 | 95 | -12 | 0.00048 | 5 |  | 2023-03-14T04:00:00.000Z | Yes | Continuous Dimming to 10% or below |  |  |  |  | No | No | No | No | No | No | No | No | No | No | Yes | No | No | No | No | No | No | No | No |  | EEEHDF | [10 empty] | 5.1 | 5200 | 130 | 40 | 10 | 0.9 | 3500 | 82 | 15 | 85 | 93 | -12 | 4 | FALSE | FALSE | FALSE | No | No | No | No | Yes | TRUE | FALSE | 20 | 40 | 2680 | 5200 | 3500 | 5000 | AC | 120 | 277 |  |  | 5200 | 40 | FALSE |  |  |  |  | CCT & Wattage Selectable
Hal LWA-2-WS-CS-U-MS | 93UP | 2024-08-05 |  | 50 |  | S-ZUOI4L | Halco Lighting Technologies | LWA-2-WS-CS-U-MS | Outdoor Luminaires | Low Output | Stairwell and Passageway Luminaires |  |  | Premium | TRUE |  | 120 | 3133 | 128.9 | 24.3 | 5.1 | 0.965 | 3437 | 84 | 10 | 85 | 95 | -12 | 0.00044 | 5 |  | 2023-03-14T04:00:00.000Z | Yes | Continuous Dimming to 10% or below |  |  |  |  | No | No | No | No | No | No | No | No | No | No | Yes | No | No | No | No | No | No | No | No |  | EEEHDE |  |  |  |  | 1 | 3 | 1 | 1 | 3 | 1 | 5.1 | 3250 | 130 | 25 | 10 | 0.9 | 3500 | 82 | 15 | 85 | 93 | -12 |  | FALSE | FALSE | FALSE | No | No | No | No | Yes | TRUE | FALSE | 15 | 25 | 2010 | 3250 | 3500 | 5000 | AC | 120 | 277 |  |  | 3250 | 25 | FALSE |  |  |  |  | CCT & Wattage Selectable
Hal LWA-4-WS-CS-U-MS (100023) | 93UP | 2024-08-05 |  | 50 |  | S-P5R4N8 | Halco Lighting Technologies | LWA-4-WS-CS-U-MS (100023) | Outdoor Luminaires | Mid Output | Stairwell and Passageway Luminaires |  |  | Premium | FALSE | [16 empty] | 2023-03-14T04:00:00.000Z | Yes | Continuous Dimming to 10% or below |  |  |  |  | No | No | No | No | No | No | No | No | No | No | Yes | No | No | No | No | No | No | No | No |  | EEEHDE | [7 empty] | 2 | 3 | 1 | 5.1 | 5200 | 130 | 40 | 10 | 0.9 | 3500 | 82 | 15 | 85 | 93 | -12 |  | FALSE | FALSE | FALSE | No | No | No | No | Yes | TRUE | FALSE | 20 | 40 | 2680 | 5200 | 3500 | 5000 | AC | 120 | 277 |  |  | 5200 | 40 | FALSE |  |  |  |  | CCT & Wattage Selectable